## I Duct Parts
|  | BILL TO: | [10 empty] | SHIP TO: | [9 empty] | Updated |  | 2009-01-13
|  | Customer Name | [9 empty] | Customer Name | [10 empty] | DATE: |  | 2026-07-29 | [9 empty] | 0
|  | Contact | [9 empty] | Contact | [21 empty] | 0
|  | Address | [9 empty] | Address | [9 empty] | Quote #: | [11 empty] | 0
[29 empty] | 934.3 |  |  |  |  | 0
|  | City | [9 empty] | City | [21 empty] | 0
|  | State | [9 empty] | State | [21 empty] | g
|  | Zip | [9 empty] | Zip | [5 empty] | NOTES | [15 empty] | 0
|  | PHONE | [5 empty] | FAX: | [8 empty] | SHIP INSTRUCTIONS | [17 empty] | 0
|  | Email | [32 empty] | 0
[7 empty] | WARNING! You have selected elbows not available in SS | [7 empty] | ENTERED BY: | [8 empty] | APPLICATION
'I' - Duct | [20 empty] | FALSE
MATERIAL
|  | ENTER |  |  |  | CLEAR | [8 empty] | CLAMP GSKT | [18 empty] | BY THE FOOT | [5 empty] | 10 FT | [12 empty] | 1 |  |  | 0
Dia. | Rec. # of Clamps | Est min # of sleeves | Duct | ADJ SLEEVE | CLICK HERE TO GO TO ELBOWS | CLAMP | Sngl BR. | Dbl. BR. | Y-BRNCH | T-BRNCH | IN-CUT | INCUT 'T' | ADPT | FLNG ADPT | REDUCER | REC- TO RND | AIR TIGHT BLAST GATE | FULL CUT-OFF | 1/2 CUT-OFF | AUTO CUT-OFFS | FLOOR SWEEP | RADIAL ARM HOOD | BUTTER-FLY VLVS | END CAP CLSD | END CAP w SCREEN | BALL JOINTS | BELL MOUTHS | HOOD | Special Part | 0-Rings | HOSE ADAPTER | Click here for SPECIALS |  | RFH-BLACK | RFH-PLUS BLACK | RFH-CLEAR | RFH-WHITE | UFD Clear or Blk | UFD-SD | GARAGE (10' PIECE) |  | RIGID STEEL HOSE |  | Nickle Plate Ultra Flex Steel Hose |  | WORM CLAMPS |  | KWICK HANGER |  | SADDLE HANGERS | 2 | 0 | 1 | 1 | FALSE | 0 |  |  |  | 0
[51 empty] | L/B | CLA | L/B 30 | L/B 45 |  | #REF! | #REF! | 1 |  | 0 |  | 4
3" | 0 | 0 |  |  |  | 0 | [25 empty] | - Vibration Dampers | 2" | [7 empty] | 2" |  | 4" |  | 2" |  | #3 |  | 3" |  | #REF! | 0 | #REF! | #REF! | #REF! | 0 | 1 |  | #REF! | 0
4" | 0 | 0 |  |  |  | 0 | [26 empty] | 2.5" | [7 empty] | 2.5" |  | 5" |  | 3" |  | #4 |  | 4" |  | #REF! | 0 | #REF! | #REF! | #REF! | 0 | 1 |  | #REF! | 0
5" | 0 | 0 |  |  |  | 0 | [25 empty] | -In Line Back Blast | 3" | [7 empty] | 3" |  | 6" |  | 4" |  | #5 |  | 5" |  | #REF! | 0 | #REF! | #REF! | #REF! | 0 | 1 |  | #REF! | 0
6" | 0 | 0 |  |  |  | 0 | [26 empty] | 4" | [7 empty] | 4" |  | 7" |  | 5" |  |  |  | 6" |  | #REF! | 0 | #REF! | #REF! | #REF! | 0 | 1 |  | #REF! | 0
7" | 0 | 0 |  |  |  | 0 | [25 empty] | -No- Loss Stackheads | 5" | [7 empty] | 5" |  | 8'' |  | 6" |  |  |  | 7" |  | #REF! | 0 | #REF! | #REF! | #REF! | 0 | 1 |  | #REF! | 0
8" | 13 | 2 | 7 | 2 |  | 13 | 1 | [15 empty] | 1 | [9 empty] | 6" | [7 empty] | 6" |  |  |  | 8" |  |  |  | 8'' |  | #REF! | 0 | #REF! | #REF! | #REF! | 1 | 1 |  | #REF! | 0
9" | 0 | 0 |  |  |  | 0 | [25 empty] | -Diverter Valves | 7" | [7 empty] | 7" |  |  |  | 10" |  |  |  | 9" |  | #REF! | 0 | #REF! | #REF! | #REF! | 0 | 0 |  | #REF! | 0
10" | 0 | 0 |  |  |  | 0 | [26 empty] | 8'' | [7 empty] | 8'' |  |  |  | 12" |  |  |  | 10" |  | #REF! | 0 | #REF! | #REF! | #REF! | 0 | 0 |  | #REF! | 0
11" | 0 | 0 |  |  |  | 0 | [25 empty] | -Oil Mist Accummulator | 9" | [7 empty] | 9" | [7 empty] | 11" |  | #REF! | 0 | #REF! | #REF! | #REF! | 0 | 0 |  | #REF! | 0
12" | 0 | 0 |  |  |  | 0 | [26 empty] | 10" | [7 empty] | 10" | [7 empty] | 12" |  | #REF! | 0 | #REF! | #REF! | #REF! | 0 | 0 |  | #REF! | 0
13" | 0 | 0 |  |  |  | 0 | [25 empty] | -Oil Mist Hose Curbs | 12" | [7 empty] | 12" | [7 empty] | 13" |  | #REF! | 0 | #REF! | #REF! | #REF! | 0 | 0 |  | #REF! | 0
14" | 0 | 0 |  |  |  | 0 | [26 empty] | 14" | [15 empty] | 14" |  | #REF! | 0 | #REF! | #REF! | #REF! | 0 | 0 |  | #REF! | 0
15" | 0 | 0 |  |  |  | 0 | [25 empty] | -and More | 16" | [15 empty] | 15" |  | #REF! | 0 | #REF! | #REF! | #REF! | 0 | 0 |  | #REF! | 0
16" | 0 | 0 |  |  |  | 0 | [26 empty] | 18" | [15 empty] | 16" |  | #REF! | 0 | #REF! | #REF! | #REF! | 0 | 0 |  | #REF! | 0
17" | 0 | 0 |  |  |  | 0 | [26 empty] | 20" | [15 empty] | 17" |  | #REF! | 0 | #REF! | #REF! | #REF! | 0 | 0 |  | #REF! | 0
18" | 0 | 0 |  |  |  | 0 | [26 empty] | 24" | [15 empty] | 18" |  | #REF! | 0 | #REF! | #REF! | #REF! | 0 | 0 |  | #REF! | 0
19" | 0 | 0 |  |  |  | 0 | [42 empty] | 19" |  | #REF! | 0 | #REF! | #REF! | #REF! | 0 | 0 |  | #REF! | 0
20" | 0 | 0 |  |  |  | 0 | [42 empty] | 20" |  | #REF! | 0 | #REF! | #REF! | #REF! | 0 | 0 |  | #REF! | 0
22" | 0 | 0 |  |  |  | 0 | [42 empty] | 22" |  | #REF! | 0 | #REF! | #REF! | #REF! | 0 | 0 |  | #REF! | 0
24" | 0 | 0 |  |  |  | 0 | [42 empty] | 24" |  | #REF! | 0 | #REF! | #REF! | #REF! | 0 | 0 |  | #REF! | 0
[17 empty] | 1 | 0 | 0 | [14 empty] | 0 | 0
[56 empty] | 2 |  | 1 | 1 | FALSE | 0
Note on B15: This column counts your clamps as you go. DO NOT CHANGE THIS COLUMN.
Note on C14: Click here when you have completed your entries.
Note on C15: This is an estimate of the number of sleeves. The number should be used as a reference only. DO NOT ENTER QTY INTO THIS COLUMN
Note on D15: The duct comes in 5 foot lengths. Enter '1' for each 5 foot length of duct with rolled lips. See page 4 of catalog (page 6 of .pdf file)
Note on E15: Adjusable Sleeves are 11" long and enable infinite adjustment for various lengths. See Page 2 of the catalog (page 4 of pdf file) or link to Adjustability on the web sight for an explanation of this part and feature.
Note on F15: K&B Duct offers a wide variety of elbows. Elbows in the section consist of stamped, tubed and gored elbows. See page 6 of the catalog (page 8 of the .pdf file) or link to Elbow Selection. 1xD elbows are available in all sizes but are special order in sizes larger than 6".
Note on G14: Click her to clear all entries.
Note on G15: The 'Forever' Clamp. Guaranteed 'F0REVER'. Your can read more on page 4 of the catalog (page 6 of the .pdf) The quantity needed totals automatically at the rate of 1 clamp per piece in that diameter. HOWEVER, you may override if you wish.
Note on H15: Single Branch- One lateral off of a branch. Info and picture on page 10 in catalog (page 12 of .pdf file). Enter quantity only using the size of the large end. Dimensions will be entered on the quote sheet. Any size branch is the same price regardless of the configuration. IE:The price is the same for an 8-8-8 or a 8-6-4. Select degree of lateral below.
Note on I15: Double Branch- A branch with a lateral 'branching' in two places on the same branch. Enter quantity only using the size of the large end. The dimensions will be entered on the quote sheet. The price for any size branch is the same regardless of the configuration. IE An 8-8-8-8 is the same price as an 8-4-4-4. Info and pictures on page 10 in catalog.(page 12 of the .pdf file) Select degree of lateral below.
Note on J15: Also known as 'pants'. They are priced by the large end. Enter quantity only. The configuration can be entered on the quote sheet. See page 11 of catalog (page 13 of .pdf file)
Note on J17: It is not possible to make a 3" Y. Use a 4" Y and add reducers.
Note on K15: T-branches- branches with the 'stub' entering at 90 degrees to the trunk. Enter only the quantity. The price for any T-branch is based on the large end and is the same for any configuration. The configuration can be entered on the quote sheet. See page 10 of the catalog (page 12 of the .pdf file)
Note on L15: Also known as saddles. These are priced by the size of the tap, not the duct that is being 'tapped into'. Enter the quantity. The cofiguration can be stated on the quote sheet. See page 11 of the catalog.(page 13 of the .pdf file.)
Note on M15: Also known as 90 deg. saddles. These are priced by the size of the tap, not the duct that is being 'tapped into'. Enter the quantity. The cofiguration can be stated on the quote sheet. See page 11 of the catalog.(page 13 of the .pdf file.)
Note on N15: Adapters- These parts have a rolled lip on one end and a straight end on the other. The straight end can be 'swedged' out 1/8" to adapt to other duct or other connections. If more than 1/8" is needed then you must use a reducer. Enter quantity only and dimensions can be entered on quote sheet. See page 12 of the catalog. (page 15 of the .pdf file)
Note on O15: Flange Adapters- These parts have a rolled lip on one end and a flange end on the other. The flange pattern is the univerasally accepted K&B pattern but special bolt patterns are available upon request. Enter quantity only and dimensions can be entered on quote sheet. See page 12 of the catalog. (page 15 of the .pdf file)
Note on P13: K&B Duct is available in galvanized and SS 304 and 316. It is also available in cold roll steel.
Note on P15: Reducers can reduce from rolled lip, flanged or straight end to rolled lip, flanged or straight end. Enter the quantity by the largest end and the configuration can be entered on the quote sheet. See page 13 of the catalog. (page 15 of the .pdf file)
Note on Q15: Rectangle to Round- Sized and priced by the round end. The pricing assumes 'non-radical' or excessively large dimensions on the rectangular end. Enter quantity needed. Dimensions can be added on the quote sheet. See page 14 of catalog (page 16 of .pdf file)
Note on R15: Air tight gates are fully welded and sealed. DO NOT CONFUSE WITH STANDARD CAST ALUMINUM GATES. See page 12 of catalog. (page 14 of .pdf file)
Note on S15: Also known as blast gates. These have an aluminum body with galv/ss blades. See page 12 of catalog. (page 14 of .pdf file)
Note on T15: Half gates are designed to 'lay over' a piece of duct. A slit is cut in the duct and the half gate is saddled over the duct and screwed in place.
Note on U15: AUTO Cut-Offs- (HD Industrial Gates- aluminum housing, galv blade with steel frame for cylinders) are air operated gates which are activated by an electrical signal of 'any' kind. They can be wired to a switch or a current sensor. The air cylinders require 90 PSI. For complete information go to kbduct.com.
Note on V15: Floor sweeps are designed to sit on the floor. They have 'kick-open' doors that close over the opening. 6" are recommended if possible. See page 13 of the catalog. (page 15 of the .pdf file)
Note on X15: Butterfly Valves- Used for balancing air in the system. They are NOT recommended as cut-offs/blast gates. See page 13 of the catalog. (page 15 of the .pdf file)
Note on Y15: End Caps- See page 14 of the catalog. (page 16 of the .pdf file)
Note on AA15: Ball Joints are spun pieces that swivel 360 degs at app 22 1/2 deg. See page 13 of the catalog. (page 15 of the .pdf file)
Note on AC15: Items entered in this column are for generic hoods of any size. Enter the dimensions or send a drawing of the desired hood and it will be priced accordingly. K&B can construct virtually any kind of hood.
Note on AD15: K&B Duct can manufacture virtually any sheet metal component. If you can draw it- we can make it. Enter the quantity of special parts needed here and then send us a drawing (or sketch) by email or fax and we will take it from there.
Note on AE15: While an O-ring comes with every adjustable sleeve, extra O-rings are needed if you plan to use the adjustable feature of the fittings (sliding a cut piece of pipe into the roled lip collar of an elbow or branch). See the side of any page in the catalog for infomation on this unique feature.
Note on AF15: Hose adapters are designed to slide into flex hose. A worm clamp OR a Forever clamp will hold the flex over a bead formed close to the end of the adapter. See page 13 of the catalog. (page 15 of the .pdf file)
Note on AL15: Thermoplastic rubber, reinforced with wire. No cements, glues or adhesives. Most versatile hose. Chemical, Moisture, Abrasive and UV resistant.
Note on AM15: Same as RFH but reinforced with polyester fabric for greater puncture/tear resistance.
Note on AN15: Thermoplastic rubber, reinforced with wire. No cements, glues or adhesives. Most versatile hose. Chemical, Moisture, Abrasive and UV resistant.
Note on AO15: Thermoplastic rubber, reinforced with wire. No cements, glues or adhesives. Most versatile hose. Chemical, Moisture, Abrasive and UV resistant.
Note on AP15: Thermoplastic polyurethane reinforced with wire helix. Super Abrasion resistant. Oil, tear, puncture, UV, and moisture resistant. FDA acceptable.
Note on AQ15: Same as UFD but Static Disapative.
Note on BI15: BRANCHES 30 DEG=1 45=2
Note on BN15: Incut 30deg- 1 45- 2
Note on BN39: Branches 30 deg-1, 45- 2.
Note on BP39: FLANGED ELBOW -SHORT RADIUS 1- LONG 2
Note on BQ39: Flanged K&B el- short- 1, long 2
Note on BS39: incut flanged- 30 deg= 1 45=2
30
45
GALV
SS-304
30
45
Material Surcharge
HI-TEMP
GORETEX
VITON
BUNA-N(STD)
FDA

## I Duct Elbows
|  |  | Quoted to: |  |  | 0 | [5 empty] | Quote #: |  | 0 | [6 empty] | Total : |  | 934.3 | [27 empty] | 1
ENTER
| RETURN TO QUOTE |  | STITCH WELDED | [8 empty] | TUBED ELBOWS | [8 empty] | KB PLEATED NON-WELDED | [8 empty] | KB PLEATED- WELDED | [8 empty] | GORED/SEGMENTED | [11 empty] | 2
|  |  | 1 x D |  |  |  | 1.5 x D |  |  |  |  | 1.5x D |  |  |  | 2.5x D |  |  |  |  | 1.5 x D |  |  |  | 2.5 x D |  |  |  |  | 1.5 x D |  |  |  | 2.5 x D |  |  |  |  | 1 x D |  |  |  | 1.5 x D |  |  |  | 2.5 x D
|  |  | 90 | 60 | 45 | 30 | 90 | 60 | 45 | 30 |  | 90 | 60 | 45 | 30 | 90 | 60 | 45 | 30 |  | 90 | 60 | 45 | 30 | 90 | 60 | 45 | 30 |  | 90 | 60 | 45 | 30 | 90 | 60 | 45 | 30 |  | 90 | 60 | 45 | 30 | 90 | 60 | 45 | 30 | 90 | 60 | 45 | 30
|  | 3 | [8 empty] | 3 | [8 empty] | 3 | [8 empty] | 3 | [8 empty] | 3
|  | 4 | [8 empty] | 4 | [8 empty] | 4 | [8 empty] | 4 | [8 empty] | 4
|  | 5 | [8 empty] | 5 | [8 empty] | 5 | [8 empty] | 5 | [8 empty] | 5
|  | 6 | [8 empty] | 6 | [8 empty] | 6 | [8 empty] | 6 | [8 empty] | 6
|  | 7 | [8 empty] | 7 | [8 empty] | 7 | [8 empty] | 7 | [8 empty] | 7
|  | 8 | [8 empty] | 8 | [8 empty] | 8 | [8 empty] | 8 | 2 | [7 empty] | 8
|  | 9 | [17 empty] | 9 | [8 empty] | 9 | [8 empty] | 9
|  | 10 | [17 empty] | 10 | [8 empty] | 10 | [8 empty] | 10
|  | 11 | [17 empty] | 11 | [8 empty] | 11 | [8 empty] | 11
|  | 12 | [17 empty] | 12 | [8 empty] | 12 | [8 empty] | 12
[20 empty] | 13 | [8 empty] | 13 | [8 empty] | 13
[20 empty] | 14 | [8 empty] | 14 | [8 empty] | 14
[20 empty] | 15 | [8 empty] | 15 | [8 empty] | 15
16
17
18
19
20
22
24
0
Note on E4: Stitch Welded Elbows are made from die pressed halves that are then welded with a alternating inside/outside stitched spot weld forming a virtual continuous weld. The 4-6 are excellent for most dust collection. The 7 and higher are a little light (22 ga) for anything other than moderate dust or air.
Note on N4: Tubed Elbow are 14 ga tubing. They are used for heavy/abrasive applications. They are the only SS elbow in the 3"-6" size.
Note on X4: Non- welded pleated elbows are made from a straight rolled piece of duct and then pleated and turned to the desired degree. The non-welded elbow seam is on the 'throat' of the elbow and the pleating holds the seam together. The non-welded is used primarily in dust.
Note on AG4: Welded pleated elbows are made from a straight rolled piece of duct and then pleated and turned to the desired degree. The welded elbow seam is on the 'heal' of the elbow providing an air and liquid tight elbow. Used in dust and oil mist.
Note on AQ4: Gored elbows are constructed on individual segments that are then locked together with a mechanical lock.

## Specials
| Quoted to: | 0 |  |  | Quote #: | 0 |  | Total : | 934.3
ENTER | [12 empty] | ADD CLAMPS
| VIBRATION DAMPER |  | NO LOSS STACK | VIEWING SPOOL | IN LINE BACK BLAST |  | DIVERTER VALVE | AUTO DIVERTER VALVE |  | OIL MIST ACCUMULATOR | OIL MIST CURB | Silencers |  |  |  | Clamp for items on this page ARE NOT AUTOMATICALLY added to the quote. You can enter the number in the 'WANTED' column AND THEY WILL BE ADDED. The 'Count' is the total of the different sizes.
Return to 'I' Duct Quote | [13 empty] | Count | WANTED
| 4" |  | 4" | 4" | 4" |  | 4" | 4" |  | 4" | 4" | 4" | 4" | 0
| 5" |  | 5" | 5" | 5" |  | 5" | 5" |  | 5" | 5" | 5" | 5" | 0
| 6" |  | 6" | 6" | 6" |  | 6" | 6" |  | 6" | 6" | 6" | 6" | 0
Return to Flange Quote | 7" |  | 7" | 7" | 7" |  | 7" | 7" |  | 7" | 7" | 7" | 7" | 0
| 8" |  | 8" | 8" | 8" |  | 8" | 8" |  | 8" | 8" | 8" | 8" | 0
| 9" |  | 9" | 9" | 9" |  | 9" | 9" |  | 9" | 9" | 9" | 9" | 0
| 10" |  | 10" | 10" | 10" |  | 10" | 10" |  | 10" | 10" | 10" | 10" | 0
| 12" |  | 11" | 11" | 11" |  | 11" | 11" |  | 11" | 11" | 11" | 11" | 0
| 14" |  | 12" | 12" | 12" |  | 12" | 12" |  | 12" | 12" | 12" | 12" | 0
| 16" |  | 13" | 13" | 13" |  | 13" | 13" |  |  |  | 13" | 13" | 0
| 18" |  | 14" | 14" | 14" |  | 14" | 14" |  |  |  | 14" | 14" | 0
| 20" |  | 15" |  | 15" |  | 15" | 15" |  |  |  | 15" | 15" | 0
| 22" |  | 16" |  | 16" |  | 16" | 16" |  |  |  | 16" | 16" | 0
| 24" |  | 17" |  | 17" |  | 17" | 17" |  |  |  | 17" | 17" | 0
| 26" |  | 18" |  | 18" |  | 18" | 18" |  |  |  | 18" | 18" | 0
| 28" |  | 19" |  | 19" |  | 19" | 19" |  |  |  | 19" | 19" | 0
| 30" |  | 20" |  | 20" |  | 20" | 20" |  |  |  | 20" | 20" | 0
|  |  | 22" |  | 22" |  | 22" | 22" |  |  |  | 22" | 22" | 0
|  |  | 24" |  | 24" |  | 24" | 24" |  |  |  | 24" | 24" | 0
|  |  | 26" |  | 26" | [8 empty] | 0
|  |  | 28" |  | 28"
|  |  | 30" |  | 30"
|  |  | 32" |  | 32"
34"

## Flanged Parts
|  | Material |  | Galvanized only- Call for SS | [5 empty] | Quoted to: |  | 0 |  |  |  |  | Quote #: |  | 0 |  |  |  |  | Total : | 934.3
ENTER
FLANGED |  |  |  | Flanges | Sngl Br | Dbl. Br. | Y -Branch | T- Branch | In-cut | In-cut T | Adapter | FLNG ADPT | REDUCER | REC- TO RND | AIR TIGHT BLAST GATE | FULL CUT-OFF | 1/2 CUT-OFF | AUTO CUT-OFFS | FLOOR SWEEP | RADIAL ARM HOOD | BUTTER-FLY VLVS | END CAP CLSD | END CAP w SCREEN | BALL JOINTS | BELL MOUTHS | HOOD | HOSE ADAPTER | Click here for SPECIALS | 0 | 0 | 0 | 0 | 0
Flanged Duct
| 4" |  | CLICK HERE FOR FLANGED ELBOWS | [24 empty] | - Vibration Dampers
5"
| 6" | [26 empty] | -In Line Back Blast
7"
| 8" | [26 empty] | -No- Loss Stackheads
9"
| 10" | [26 empty] | -Diverter Valves
11"
| 12" | [26 empty] | -Oil Mist Accummulator
13"
| 14" | [26 empty] | -Oil Mist Hose Curbs
| 15" | [32 empty] | 0
| 16" | [26 empty] | -and More
17"
18"
19"
20"
22"
| 24" | [12 empty] | CALL | CALL | CALL |  | CALL |  |  | CALL
| 26" | [23 empty] | CALL | CALL
28"
30"
32"
34"
36"
38"
40"
42"
44"
46"
48"
[35 empty] | 1 | TRUE
Note on G4: Single Branch- One lateral off of a branch. Info and picture on page 10 in catalog (page 12 of .pdf file). Enter quantity only using the size of the large end. Dimensions will be entered on the quote sheet. Any size branch is the same price regardless of the configuration. IE:The price is the same for an 8-8-8 or a 8-6-4. Select degree of lateral below.
Note on H4: Double Branch- A branch with a lateral 'branching' in two places on the same branch. Enter quantity only using the size of the large end. The dimensions will be entered on the quote sheet. The price for any size branch is the same regardless of the configuration. IE An 8-8-8-8 is the same price as an 8-4-4-4. Info and pictures on page 10 in catalog.(page 12 of the .pdf file) Select degree of lateral below.
Note on I4: Also known as 'pants'. They are priced by the large end. Enter quantity only. The configuration can be entered on the quote sheet. See page 11 of catalog (page 13 of .pdf file)
Note on J4: T-branches- branches with the 'stub' entering at 90 degrees to the trunk. Enter only the quantity. The price for any T-branch is based on the large end and is the same for any configuration. The configuration can be entered on the quote sheet. See page 10 of the catalog (page 12 of the .pdf file)
Note on L4: Also known as 90 deg. saddles. These are priced by the size of the tap, not the duct that is being 'tapped into'. Enter the quantity. The cofiguration can be stated on the quote sheet. See page 11 of the catalog.(page 13 of the .pdf file.)
Note on M4: Adapters- These parts have a rolled lip on one end and a straight end on the other. The straight end can be 'swedged' out 1/8" to adapt to other duct or other connections. If more than 1/8" is needed then you must use a reducer. Enter quantity only and dimensions can be entered on quote sheet. See page 12 of the catalog. (page 15 of the .pdf file)
Note on N4: Flange Adapters- These parts have a rolled lip on one end and a flange end on the other. The flange pattern is the univerasally accepted K&B pattern but special bolt patterns are available upon request. Enter quantity only and dimensions can be entered on quote sheet. See page 12 of the catalog. (page 15 of the .pdf file)
Note on O4: Reducers can reduce from rolled lip, flanged or straight end to rolled lip, flanged or straight end. Enter the quantity by the largest end and the configuration can be entered on the quote sheet. See page 13 of the catalog. (page 15 of the .pdf file)
Note on P4: Rectangle to Round- Sized and priced by the round end. The pricing assumes 'non-radical' or excessively large dimensions on the rectangular end. Enter quantity needed. Dimensions can be added on the quote sheet. See page 14 of catalog (page 16 of .pdf file)
Note on Q4: Air tight gates are fully welded and sealed. DO NOT CONFUSE WITH STANDARD CAST ALUMINUM GATES. See page 12 of catalog. (page 14 of .pdf file)
Note on R4: Also known as blast gates. These have an aluminum body with galv/ss blades. See page 12 of catalog. (page 14 of .pdf file)
Note on S4: Half gates are designed to 'lay over' a piece of duct. A slit is cut in the duct and the half gate is saddled over the duct and screwed in place.
Note on T4: AUTO Cut-Offs- (HD Industrial Gates- aluminum housing, galv blade with steel frame for cylinders) are air operated gates which are activated by an electrical signal of 'any' kind. They can be wired to a switch or a current sensor. The air cylinders require 90 PSI. For complete information go to kbduct.com.
Note on U4: Floor sweeps are designed to sit on the floor. They have 'kick-open' doors that close over the opening. 6" are recommended if possible. See page 13 of the catalog. (page 15 of the .pdf file)
Note on W4: Butterfly Valves- Used for balancing air in the system. They are NOT recommended as cut-offs/blast gates. See page 13 of the catalog. (page 15 of the .pdf file)
Note on X4: End Caps- See page 14 of the catalog. (page 16 of the .pdf file)
Note on Z4: Ball Joints are spun pieces that swivel 360 degs at app 22 1/2 deg. See page 13 of the catalog. (page 15 of the .pdf file)
Note on AB4: Items entered in this column are for generic hoods of any size. Enter the dimensions or send a drawing of the desired hood and it will be priced accordingly. K&B can construct virtually any kind of hood.
Note on AC4: Hose adapters are designed to slide into flex hose. A worm clamp OR a Forever clamp will hold the flex over a bead formed close to the end of the adapter. See page 13 of the catalog. (page 15 of the .pdf file)
30
45
30
45

## Flanged Elbows
FLANGED ELBOWS | [12 empty] | Material : |  |  |  | Galvanized- Call for SS | [10 empty] | Quoted to: |  |  | 0 | [8 empty] | Quote #: |  | 0 |  |  |  | Total : |  | 934.3
ENTER
|  | STITCH WELDED | [8 empty] | TUBED ELBOWS | [8 empty] | KB PLEATED NON-WELDED | [8 empty] | KB PLEATED- WELDED | [8 empty] | GORED/SEGMENTED
|  | 1 x D |  |  |  | 1.5 x D |  |  |  |  | 1.5x D |  |  |  | 2.5x D |  |  |  |  | 1.5 x D |  |  |  | 2.5 x D |  |  |  |  | 1.5 x D |  |  |  | 2.5 x D |  |  |  |  | 1 x D |  |  |  | 1.5 x D |  |  |  | 2.5 x D
|  | 90 | 60 | 45 | 30 | 90 | 60 | 45 | 30 |  | 90 | 60 | 45 | 30 | 90 | 60 | 45 | 30 |  | 90 | 60 | 45 | 30 | 90 | 60 | 45 | 30 |  | 90 | 60 | 45 | 30 | 90 | 60 | 45 | 30 |  | 90 | 60 | 45 | 30 | 90 | 60 | 45 | 30 | 90 | 60 | 45 | 30
Return to Flange Quote | 4 | Call | [7 empty] | 4 | [8 empty] | 4 | [8 empty] | 4 | [8 empty] | 4
| 5 | [8 empty] | 5 | [8 empty] | 5 | [8 empty] | 5 | [8 empty] | 5
| 6 | [8 empty] | 6 | [8 empty] | 6 | [8 empty] | 6 | [8 empty] | 6
| 7 | [8 empty] | 7 | [8 empty] | 7 | [8 empty] | 7 | [8 empty] | 7 | call
| 8 | [8 empty] | 8 | [8 empty] | 8 | [8 empty] | 8 | [8 empty] | 8
| 9 | [17 empty] | 9 | [8 empty] | 9 | [8 empty] | 9
| 10 | [17 empty] | 10 | [8 empty] | 10 | [8 empty] | 10
| 11 | [17 empty] | 11 | [8 empty] | 11 | [8 empty] | 11
| 12 | [17 empty] | 12 | [8 empty] | 12 | [8 empty] | 12
[19 empty] | 13 | [8 empty] | 13 | [8 empty] | 13
[19 empty] | 14 | [8 empty] | 14 | [8 empty] | 14
[19 empty] | 15 | [8 empty] | 15 | [8 empty] | 15
16
17
18
19
20
22
24
26
28
30
32
34
36
38
40
42
44
46
48
Note on E4: Stitch Welded Elbows are made from die pressed halves that are then welded with a alternating inside/outside stitched spot weld forming a virtual continuous weld. The 4-6 are excellent for most dust collection. The 7 and higher are a little light (22 ga) for anything other than moderate dust or air.
Note on N4: Tubed Elbow are 14 ga tubing. They are used for heavy/abrasive applications. They are the only SS elbow in the 3"-6" size.
Note on X4: Non- welded pleated elbows are made from a straight rolled piece of duct and then pleated and turned to the desired degree. The non-welded elbow seam is on the 'throat' of the elbow and the pleating holds the seam together. The non-welded is used primarily in dust.
Note on AG4: Welded pleated elbows are made from a straight rolled piece of duct and then pleated and turned to the desired degree. The welded elbow seam is on the 'heal' of the elbow providing an air and liquid tight elbow. Used in dust and oil mist.
Note on AQ4: Gored elbows are constructed on individual segments that are then locked together with a mechanical lock.

## Price List
[5 empty] | PH: 1-866-562-3828 |  |  | FAX: 1-336-668-0043
DATE: |  | 2026-07-29 |  |  |  |  | Quote # | 0904003 Rev. 2
BILL TO: | DMC ASSociate | [5 empty] | SHIP TO: Whirlpool |  |  |  | Whirlpool |  |  |  | p
CUSTOMER: | 0 | [5 empty] | CUSTOMER:
CONTACT | 0 | [5 empty] | CONTACT | 0
ADDRESS | 0 | [5 empty] | ADDRESS
0
CITY | 0 | [5 empty] | CITY
STATE | 0 | ZIP: |  | 0 |  |  | STATE |  |  |  | ZIP
PHONE | 0 | [5 empty] | NOTES:
FAX | 0 | [5 empty] | Heat Treat Application
EMAIL | 0
SHIP VIA
SHIP INSTRUCTIONS:
SHIP DATE: |  |  | 0
[8 empty] | 0 | [6 empty] | Show Discount Ea.
SALESPERSON: |  |  | 0 |  |  |  | APPLICATION:
| Print | [13 empty] | Print Dsc
| Qty. | PT # |  | DIA | DESCRIPTION | End | Additional Description | Mat |  |  | List Ea. | Total | Disc % | Disc Ea | Dsct Tot
| 0 | IDA03 | 10003 | 3" | 5' Duct-Standard Rolled Lip | R |  | Glv | P | 10 | 20.3 | 0 | 0% | 0 | 0 | [6 empty] | 0 | 12 | 0 | 0 | 19.9 | 0
| 0 | IDA04 | 10004 | 4" | 5' Duct-Standard Rolled Lip | R |  | Glv | P | 10 | 20.3 | 0 | 0% | 0 | 0 | [6 empty] | 0 | 15.5 | 0 | 0 | 19.9 | 0
| 0 | IDA05 | 10005 | 5" | 5' Duct-Standard Rolled Lip | R |  | Glv | P | 10 | 22.2 | 0 | 0% | 0 | 0 | [6 empty] | 0 | 17 | 0 | 0 | 21.8 | 0
| 0 | IDA06 | 10006 | 6" | 5' Duct-Standard Rolled Lip | R |  | Glv | P | 10 | 26.6 | 0 | 0% | 0 | 0 | [6 empty] | 0 | 20.4 | 0 | 0 | 26.1 | 0
| 0 | IDA07 | 10007 | 7" | 5' Duct-Standard Rolled Lip | R |  | Glv | P | 10 | 32.6 | 0 | 0% | 0 | 0 | [6 empty] | 0 | 25.1 | 0 | 0 | 32 | 0
| 7 | IDA08 | 10008 | 8" | 5' Duct-Standard Rolled Lip | R |  | Glv | P | 10 | 36.5 | 255.5 | 0% | 36.5 | 255.5 | [6 empty] | 7 | 28.1 | 196.7 | 7 | 35.8 | 250.6
| 0 | IDA09 | 10009 | 9" | 5' Duct-Standard Rolled Lip | R |  | Glv | P | 10 | 39.7 | 0 | 0% | 0 | 0 | [6 empty] | 0 | 30.4 | 0 | 0 | 38.9 | 0
| 0 | IDA10 | 10010 | 10" | 5' Duct-Standard Rolled Lip | R |  | Glv | P | 10 | 42.7 | 0 | 0% | 0 | 0 | [6 empty] | 0 | 32.8 | 0 | 0 | 41.9 | 0
| 0 | IDA11 | 10011 | 11" | 5' Duct-Standard Rolled Lip | R |  | Glv | P | 10 | 46.9 | 0 | 0% | 0 | 0 | [6 empty] | 0 | 36 | 0 | 0 | 46 | 0
| 0 | IDA12 | 10012 | 12" | 5' Duct-Standard Rolled Lip | R |  | Glv | P | 10 | 51 | 0 | 0% | 0 | 0 | [6 empty] | 0 | 39.2 | 0 | 0 | 50 | 0
| 0 | IDA13 | 10013 | 13" | 5' Duct-Standard Rolled Lip | R |  | Glv | P | 10 | 58.4 | 0 | 0% | 0 | 0 | [6 empty] | 0 | 44.9 | 0 | 0 | 57.3 | 0
| 0 | IDA14 | 10014 | 14" | 5' Duct-Standard Rolled Lip | R |  | Glv | P | 10 | 65.9 | 0 | 0% | 0 | 0 | [6 empty] | 0 | 50.6 | 0 | 0 | 64.6 | 0
| 0 | IDA15 | 10015 | 15" | 5' Duct-Standard Rolled Lip | R |  | Glv | P | 10 | 75.6 | 0 | 0% | 0 | 0 | [6 empty] | 0 | 58.1 | 0 | 0 | 74.1 | 0
| 0 | IDA16 | 10016 | 16" | 5' Duct-Standard Rolled Lip | R |  | Glv | P | 15 | 85.4 | 0 | 0% | 0 | 0 | [6 empty] | 0 | 65.6 | 0 | 0 | 83.7 | 0
| 0 | IDA17 | 10017 | 17" | 5' Duct-Standard Rolled Lip | R |  | Glv | P | 15 | 89.6 | 0 | 0% | 0 | 0 | [6 empty] | 0 | 68.9 | 0 | 0 | 87.8 | 0
| 0 | IDA18 | 10018 | 18" | 5' Duct-Standard Rolled Lip | R |  | Glv | P | 15 | 94 | 0 | 0% | 0 | 0 | [6 empty] | 0 | 72.3 | 0 | 0 | 92.2 | 0
| 0 | IDA19 | 10019 | 19" | 5' Duct-Standard Rolled Lip | R |  | Glv | P | 15 | 103.4 | 0 | 0% | 0 | 0 | [6 empty] | 0 | 79.5 | 0 | 0 | 101.4 | 0
| 0 | IDA20 | 10020 | 20" | 5' Duct-Standard Rolled Lip | R |  | Glv | P | 15 | 112.8 | 0 | 0% | 0 | 0 | [6 empty] | 0 | 86.7 | 0 | 0 | 110.6 | 0
| 0 | IDA22 | 10022 | 22" | 5' Duct-Standard Rolled Lip | R |  | Glv | P | 15 | 125 | 0 | 0% | 0 | 0 | [6 empty] | 0 | 96 | 0 | 0 | 122.5 | 0
| 0 | IDA24 | 10024 | 24" | 5' Duct-Standard Rolled Lip | R |  | Glv | P | 15 | 156.2 | 0 | 0% | 0 | 0 | [9 empty] | 0 | 153.1 | 0
| 0 | ISA03 | 11003 | 3" | 11" Adjustable Sleeve | R | w/ Buna N O-Ring | Glv | P | 10 | 11.4 | 0 | 0% | 0 | 0 | [6 empty] | 0 | 8.6 | 0 | 0 | 11.2 | 0
| 0 | ISA04 | 11004 | 4" | 11" Adjustable Sleeve | R | w/ Buna N O-Ring | Glv | P | 10 | 11.4 | 0 | 0% | 0 | 0 | [6 empty] | 0 | 8.8 | 0 | 0 | 11.2 | 0
| 0 | ISA05 | 11005 | 5" | 11" Adjustable Sleeve | R | w/ Buna N O-Ring | Glv | P | 10 | 11.8 | 0 | 0% | 0 | 0 | [6 empty] | 0 | 9.1 | 0 | 0 | 11.6 | 0
| 0 | ISA06 | 11006 | 6" | 11" Adjustable Sleeve | R | w/ Buna N O-Ring | Glv | P | 10 | 12 | 0 | 0% | 0 | 0 | [6 empty] | 0 | 9.3 | 0 | 0 | 11.8 | 0
| 0 | ISA07 | 11007 | 7" | 11" Adjustable Sleeve | R | w/ Buna N O-Ring | Glv | P | 10 | 14.7 | 0 | 0% | 0 | 0 | [6 empty] | 0 | 11.2 | 0 | 0 | 14.4 | 0
| 2 | ISA08 | 11008 | 8" | 11" Adjustable Sleeve | R | w/ Buna N O-Ring | Glv | P | 10 | 14.9 | 29.8 | 0% | 14.9 | 29.8 | [6 empty] | 2 | 11.4 | 22.8 | 2 | 14.6 | 29.2
| 0 | ISA09 | 11009 | 9" | 11" Adjustable Sleeve | R | w/ Buna N O-Ring | Glv | P | 10 | 15.7 | 0 | 0% | 0 | 0 | [6 empty] | 0 | 12 | 0 | 0 | 15.4 | 0
| 0 | ISA10 | 11010 | 10" | 11" Adjustable Sleeve | R | w/ Buna N O-Ring | Glv | P | 10 | 15.8 | 0 | 0% | 0 | 0 | [6 empty] | 0 | 12.1 | 0 | 0 | 15.5 | 0
| 0 | ISA11 | 11011 | 11" | 11" Adjustable Sleeve | R | w/ Buna N O-Ring | Glv | P | 10 | 16.9 | 0 | 0% | 0 | 0 | [6 empty] | 0 | 13 | 0 | 0 | 16.6 | 0
| 0 | ISA12 | 11012 | 12" | 11" Adjustable Sleeve | R | w/ Buna N O-Ring | Glv | P | 10 | 18.1 | 0 | 0% | 0 | 0 | [6 empty] | 0 | 13.9 | 0 | 0 | 17.7 | 0
| 0 | ISA13 | 11013 | 13" | 11" Adjustable Sleeve | R | w/ Buna N O-Ring | Glv | P | 10 | 21.3 | 0 | 0% | 0 | 0 | [6 empty] | 0 | 16.4 | 0 | 0 | 20.9 | 0
| 0 | ISA14 | 11014 | 14" | 11" Adjustable Sleeve | R | w/ Buna N O-Ring | Glv | P | 10 | 24.6 | 0 | 0% | 0 | 0 | [6 empty] | 0 | 18.9 | 0 | 0 | 24.1 | 0
| 0 | ISA15 | 11015 | 15" | 11" Adjustable Sleeve | R | w/ Buna N O-Ring | Glv | P | 10 | 26.2 | 0 | 0% | 0 | 0 | [6 empty] | 0 | 20.2 | 0 | 0 | 25.7 | 0
| 0 | ISA16 | 11016 | 16" | 11" Adjustable Sleeve | R | w/ Buna N O-Ring | Glv | P | 10 | 28.2 | 0 | 0% | 0 | 0 | [6 empty] | 0 | 21.6 | 0 | 0 | 27.6 | 0
| 0 | ISA17 | 11017 | 17" | 11" Adjustable Sleeve | R | w/ Buna N O-Ring | Glv | P | 10 | 30.6 | 0 | 0% | 0 | 0 | [6 empty] | 0 | 23.5 | 0 | 0 | 30 | 0
| 0 | ISA18 | 11018 | 18" | 11" Adjustable Sleeve | R | w/ Buna N O-Ring | Glv | P | 10 | 32.9 | 0 | 0% | 0 | 0 | [6 empty] | 0 | 25.3 | 0 | 0 | 32.3 | 0
| 0 | ISA19 | 11019 | 19" | 11" Adjustable Sleeve | R | w/ Buna N O-Ring | Glv | P | 10 | 36.5 | 0 | 0% | 0 | 0 | [6 empty] | 0 | 28.1 | 0 | 0 | 35.8 | 0
| 0 | ISA20 | 11020 | 20" | 11" Adjustable Sleeve | R | w/ Buna N O-Ring | Glv | P | 10 | 40.3 | 0 | 0% | 0 | 0 | [6 empty] | 0 | 31 | 0 | 0 | 39.5 | 0
| 0 | ISA22 | 11022 | 22" | 11" Adjustable Sleeve | R | w/ Buna N O-Ring | Glv | P | 10 | 47.6 | 0 | 0% | 0 | 0 | [6 empty] | 0 | 36.6 | 0 | 0 | 46.7 | 0
| 0 | ISA24 | 11024 | 24" | 11" Adjustable Sleeve | R | w/ Buna N O-Ring | Glv | P | 10 | 58.1 | 0 | 0% | 0 | 0 | [9 empty] | 0 | 57 | 0
| 0 | ISB03 | 11103 | 3" | 3" Additional O- Ring |  | Buna N |  |  |  | 1.8 | 0 | 0% | 0 | 0 | [6 empty] | 0 | 1.4 | 0 | 0 | 1.8 | 0
| 0 | ISB04 | 11104 | 4" | 4" Additional O- Ring |  | Buna N |  |  |  | 1.8 | 0 | 0% | 0 | 0 | [6 empty] | 0 | 1.4 | 0 | 0 | 1.8 | 0
| 0 | ISB05 | 11105 | 5" | 5" Additional O- Ring |  | Buna N |  |  |  | 1.8 | 0 | 0% | 0 | 0 | [6 empty] | 0 | 1.4 | 0 | 0 | 1.8 | 0
| 0 | ISB06 | 11106 | 6" | 6"Additional O- Ring |  | Buna N |  |  |  | 1.9 | 0 | 0% | 0 | 0 | [6 empty] | 0 | 1.5 | 0 | 0 | 1.9 | 0
| 0 | ISB07 | 11107 | 7" | 7" Additional O- Ring |  | Buna N |  |  |  | 2.8 | 0 | 0% | 0 | 0 | [6 empty] | 0 | 2.2 | 0 | 0 | 2.7 | 0
| 0 | ISB08 | 11108 | 8" | 8" Additional O- Ring |  | Buna N |  |  |  | 2.8 | 0 | 0% | 0 | 0 | [6 empty] | 0 | 2.2 | 0 | 0 | 2.7 | 0
| 0 | ISB09 | 11109 | 9" | 9" Additional O- Ring |  | Buna N |  |  |  | 3 | 0 | 0% | 0 | 0 | [6 empty] | 0 | 2.3 | 0 | 0 | 2.9 | 0
| 0 | ISB10 | 11110 | 10" | 10" Additional O- Ring |  | Buna N |  |  |  | 3.1 | 0 | 0% | 0 | 0 | [6 empty] | 0 | 2.4 | 0 | 0 | 3 | 0
| 0 | ISB11 | 11111 | 11" | 11" Additional O- Ring |  | Buna N |  |  |  | 3.4 | 0 | 0% | 0 | 0 | [6 empty] | 0 | 2.6 | 0 | 0 | 3.3 | 0
| 0 | ISB12 | 11112 | 12" | 12" Additional O- Ring |  | Buna N |  |  |  | 3.4 | 0 | 0% | 0 | 0 | [6 empty] | 0 | 2.6 | 0 | 0 | 3.3 | 0
| 0 | ISB13 | 11113 | 13" | 13" Additional O- Ring |  | Buna N |  |  |  | 4.6 | 0 | 0% | 0 | 0 | [6 empty] | 0 | 3.6 | 0 | 0 | 4.5 | 0
| 0 | ISB14 | 11114 | 14" | 14" Additional O-Ring |  | Buna N |  |  |  | 4.6 | 0 | 0% | 0 | 0 | [6 empty] | 0 | 3.6 | 0 | 0 | 4.5 | 0
| 0 | ISB15 | 11115 | 15" | 15" Additional O- Ring |  | Buna N |  |  |  | 4.6 | 0 | 0% | 0 | 0 | [6 empty] | 0 | 3.6 | 0 | 0 | 4.5 | 0
| 0 | ISB16 | 11116 | 16" | 16" Additional O- Ring |  | Buna N |  |  |  | 4.6 | 0 | 0% | 0 | 0 | [6 empty] | 0 | 3.6 | 0 | 0 | 4.5 | 0
| 0 | ISB17 | 11117 | 17" | 17"Additional O- Ring |  | Buna N |  |  |  | 5.1 | 0 | 0% | 0 | 0 | [6 empty] | 0 | 4 | 0 | 0 | 5 | 0
| 0 | ISB18 | 11118 | 18" | 18" Additional O- Ring |  | Buna N |  |  |  | 5.1 | 0 | 0% | 0 | 0 | [6 empty] | 0 | 4 | 0 | 0 | 5 | 0
| 0 | ISB19 | 11119 | 19" | 19" Additional O-Ring |  | Buna N |  |  |  | 5.1 | 0 | 0% | 0 | 0 | [6 empty] | 0 | 4 | 0 | 0 | 5 | 0
| 0 | ISB20 | 11120 | 20" | 20" Additional O- Ring |  | Buna N |  |  |  | 5.1 | 0 | 0% | 0 | 0 | [6 empty] | 0 | 4 | 0 | 0 | 5 | 0
| 0 | ISB22 | 11122 | 22" | 22" Additional O- Ring |  | Buna N | Glv |  |  | 5.2 | 0 | 0% | 0 | 0 | [6 empty] | 0 | 4 | 0 | 0 | 5.1 | 0
| 0 | ISB24 | 11124 | 24" | 24" Additional O- Ring |  | Buna N | Glv |  |  | 6.1 | 0 | 0% | 0 | 0 | [9 empty] | 0 | 6 | 0
| 0 | ISA03HT | 11003HT | 3" | 11" Adjustable Sleeve | R | w/ Red Silicone Hi-Temp/FDA O-Ring | Glv | P | 10 | 19.7 | 0 | 0% | 0 | 0 | [6 empty] | 0 | 8.6 | 0 | 0 | 19.3 | 0
| 0 | ISA04HT | 11004HT | 4" | 11" Adjustable Sleeve | R | w/ Red Silicone Hi-Temp/FDA O-Ring | Glv | P | 10 | 15 | 0 | 0% | 0 | 0 | [6 empty] | 0 | 8.8 | 0 | 0 | 14.7 | 0
| 0 | ISA05HT | 11005HT | 5" | 11" Adjustable Sleeve | R | w/ Red Silicone Hi-Temp/FDA O-Ring | Glv | P | 10 | 15.9 | 0 | 0% | 0 | 0 | [6 empty] | 0 | 9.1 | 0 | 0 | 15.6 | 0
| 0 | ISA06HT | 11006HT | 6" | 11" Adjustable Sleeve | R | w/ Red Silicone Hi-Temp/FDA O-Ring | Glv | P | 10 | 16.3 | 0 | 0% | 0 | 0 | [6 empty] | 0 | 9.3 | 0 | 0 | 16 | 0
| 0 | ISA07HT | 11007HT | 7" | 11" Adjustable Sleeve | R | w/ Red Silicone Hi-Temp/FDA O-Ring | Glv | P | 10 | 20 | 0 | 0% | 0 | 0 | [6 empty] | 0 | 11.2 | 0 | 0 | 19.6 | 0
| 0 | ISA08HT | 11008HT | 8" | 11" Adjustable Sleeve | R | w/ Red Silicone Hi-Temp/FDA O-Ring | Glv | P | 10 | 20.8 | 0 | 0% | 0 | 0 | [6 empty] | 0 | 11.4 | 0 | 0 | 20.4 | 0
| 0 | ISA09HT | 11009HT | 9" | 11" Adjustable Sleeve | R | w/ Red Silicone Hi-Temp/FDA O-Ring | Glv | P | 10 | 21.9 | 0 | 0% | 0 | 0 | [6 empty] | 0 | 12 | 0 | 0 | 21.5 | 0
| 0 | ISA10HT | 11010HT | 10" | 11" Adjustable Sleeve | R | w/ Red Silicone Hi-Temp/FDA O-Ring | Glv | P | 10 | 22.5 | 0 | 0% | 0 | 0 | [6 empty] | 0 | 12.1 | 0 | 0 | 22.1 | 0
| 0 | ISA11HT | 11011HT | 11" | 11" Adjustable Sleeve | R | w/ Red Silicone Hi-Temp/FDA O-Ring | Glv | P | 10 | 29.1 | 0 | 0% | 0 | 0 | [6 empty] | 0 | 13 | 0 | 0 | 28.5 | 0
| 0 | ISA12HT | 11012HT | 12" | 11" Adjustable Sleeve | R | w/ Red Silicone Hi-Temp/FDA O-Ring | Glv | P | 10 | 31.2 | 0 | 0% | 0 | 0 | [6 empty] | 0 | 13.9 | 0 | 0 | 30.6 | 0
| 0 | ISA13HT | 11013HT | 13" | 11" Adjustable Sleeve | R | w/ Red Silicone Hi-Temp/FDA O-Ring | Glv | P | 10 | 34.3 | 0 | 0% | 0 | 0 | [6 empty] | 0 | 16.4 | 0 | 0 | 33.6 | 0
| 0 | ISA14HT | 11014HT | 14" | 11" Adjustable Sleeve | R | w/ Red Silicone Hi-Temp/FDA O-Ring | Glv | P | 10 | 38.4 | 0 | 0% | 0 | 0 | [6 empty] | 0 | 18.9 | 0 | 0 | 37.6 | 0
| 0 | ISA15HT | 11015HT | 15" | 11" Adjustable Sleeve | R | w/ Red Silicone Hi-Temp/FDA O-Ring | Glv | P | 10 | 41.1 | 0 | 0% | 0 | 0 | [6 empty] | 0 | 20.2 | 0 | 0 | 40.3 | 0
| 0 | ISA16HT | 11016HT | 16" | 11" Adjustable Sleeve | R | w/ Red Silicone Hi-Temp/FDA O-Ring | Glv | P | 10 | 44 | 0 | 0% | 0 | 0 | [6 empty] | 0 | 21.6 | 0 | 0 | 43.1 | 0
| 0 | ISA17HT | 11017HT | 17" | 11" Adjustable Sleeve | R | w/ Red Silicone Hi-Temp/FDA O-Ring | Glv | P | 10 | 47 | 0 | 0% | 0 | 0 | [6 empty] | 0 | 23.5 | 0 | 0 | 46.1 | 0
| 0 | ISA18HT | 11018HT | 18" | 11" Adjustable Sleeve | R | w/ Red Silicone Hi-Temp/FDA O-Ring | Glv | P | 10 | 50.3 | 0 | 0% | 0 | 0 | [6 empty] | 0 | 25.3 | 0 | 0 | 49.3 | 0
| 0 | ISA19HT | 11019HT | 19" | 11" Adjustable Sleeve | R | w/ Red Silicone Hi-Temp/FDA O-Ring | Glv | P | 10 | 55 | 0 | 0% | 0 | 0 | [6 empty] | 0 | 28.1 | 0 | 0 | 53.9 | 0
| 0 | ISA20HT | 11020HT | 20" | 11" Adjustable Sleeve | R | w/ Red Silicone Hi-Temp/FDA O-Ring | Glv | P | 10 | 60 | 0 | 0% | 0 | 0 | [6 empty] | 0 | 31 | 0 | 0 | 58.8 | 0
| 0 | ISA22HT | 11022HT | 22" | 11" Adjustable Sleeve | R | w/ Red Silicone Hi-Temp/FDA O-Ring | Glv | P | 10 | 69.3 | 0 | 0% | 0 | 0 | [6 empty] | 0 | 36.6 | 0 | 0 | 67.9 | 0
| 0 | ISA24HT | 11024HT | 24" | 11" Adjustable Sleeve | R | w/ Red Silicone Hi-Temp/FDA O-Ring | Glv | P | 10 | 86.2 | 0 | 0% | 0 | 0 | [9 empty] | 0 | 84.5 | 0
| 0 | ISB03HT | 11103HT | 3" | 3" Additional O- Ring |  | Red Silicone-Hi Tmp/FDA |  |  |  | 5.2 | 0 | 0% | 0 | 0 | [6 empty] | 0 | 1.4 | 0 | 0 | 5.1 | 0
| 0 | ISB04HT | 11104HT | 4" | 4" Additional O- Ring |  | Red Silicone-Hi Tmp/FDA |  |  |  | 5.2 | 0 | 0% | 0 | 0 | [6 empty] | 0 | 1.4 | 0 | 0 | 5.1 | 0
| 0 | ISB05HT | 11105HT | 5" | 5" Additional O- Ring |  | Red Silicone-Hi Tmp/FDA |  |  |  | 5.5 | 0 | 0% | 0 | 0 | [6 empty] | 0 | 1.4 | 0 | 0 | 5.4 | 0
| 0 | ISB06HT | 11106HT | 6" | 6"Additional O- Ring |  | Red Silicone-Hi Tmp/FDA |  |  |  | 5.9 | 0 | 0% | 0 | 0 | [6 empty] | 0 | 1.5 | 0 | 0 | 5.8 | 0
| 0 | ISB07HT | 11107HT | 7" | 7" Additional O- Ring |  | Red Silicone-Hi Tmp/FDA |  |  |  | 7.9 | 0 | 0% | 0 | 0 | [6 empty] | 0 | 2.2 | 0 | 0 | 7.7 | 0
| 0 | ISB08HT | 11108HT | 8" | 8" Additional O- Ring |  | Red Silicone-Hi Tmp/FDA |  |  |  | 8.5 | 0 | 0% | 0 | 0 | [6 empty] | 0 | 2.2 | 0 | 0 | 8.3 | 0
| 0 | ISB09HT | 11109HT | 9" | 9" Additional O- Ring |  | Red Silicone-Hi Tmp/FDA |  |  |  | 8.9 | 0 | 0% | 0 | 0 | [6 empty] | 0 | 2.3 | 0 | 0 | 8.7 | 0
| 0 | ISB10HT | 11110HT | 10" | 10" Additional O- Ring |  | Red Silicone-Hi Tmp/FDA |  |  |  | 9.5 | 0 | 0% | 0 | 0 | [6 empty] | 0 | 2.4 | 0 | 0 | 9.3 | 0
| 0 | ISB11HT | 11111HT | 11" | 11" Additional O- Ring |  | Red Silicone-Hi Tmp/FDA |  |  |  | 14.8 | 0 | 0% | 0 | 0 | [6 empty] | 0 | 2.6 | 0 | 0 | 14.5 | 0
| 0 | ISB12HT | 11112HT | 12" | 12" Additional O- Ring |  | Red Silicone-Hi Tmp/FDA |  |  |  | 15.7 | 0 | 0% | 0 | 0 | [6 empty] | 0 | 2.6 | 0 | 0 | 15.4 | 0
| 0 | ISB13HT | 11113HT | 13" | 13" Additional O- Ring |  | Red Silicone-Hi Tmp/FDA |  |  |  | 16.6 | 0 | 0% | 0 | 0 | [6 empty] | 0 | 3.6 | 0 | 0 | 16.3 | 0
| 0 | ISB14HT | 11114HT | 14" | 14" Additional O-Ring |  | Red Silicone-Hi Tmp/FDA |  |  |  | 17.5 | 0 | 0% | 0 | 0 | [6 empty] | 0 | 3.6 | 0 | 0 | 17.2 | 0
| 0 | ISB15HT | 11115HT | 15" | 15" Additional O- Ring |  | Red Silicone-Hi Tmp/FDA |  |  |  | 18.6 | 0 | 0% | 0 | 0 | [6 empty] | 0 | 3.6 | 0 | 0 | 18.2 | 0
| 0 | ISB16HT | 11116HT | 16" | 16" Additional O- Ring |  | Red Silicone-Hi Tmp/FDA |  |  |  | 19.5 | 0 | 0% | 0 | 0 | [6 empty] | 0 | 3.6 | 0 | 0 | 19.1 | 0
| 0 | ISB17HT | 11117HT | 17" | 17"Additional O- Ring |  | Red Silicone-Hi Tmp/FDA |  |  |  | 20.5 | 0 | 0% | 0 | 0 | [6 empty] | 0 | 4 | 0 | 0 | 20.1 | 0
| 0 | ISB18HT | 11118HT | 18" | 18" Additional O- Ring |  | Red Silicone-Hi Tmp/FDA |  |  |  | 21.4 | 0 | 0% | 0 | 0 | [6 empty] | 0 | 4 | 0 | 0 | 21 | 0
| 0 | ISB19HT | 11119HT | 19" | 19" Additional O-Ring |  | Red Silicone-Hi Tmp/FDA |  |  |  | 22.4 | 0 | 0% | 0 | 0 | [6 empty] | 0 | 4 | 0 | 0 | 22 | 0
| 0 | ISB20HT | 11120HT | 20" | 20" Additional O- Ring |  | Red Silicone-Hi Tmp/FDA |  |  |  | 23.6 | 0 | 0% | 0 | 0 | [6 empty] | 0 | 4 | 0 | 0 | 23.1 | 0
| 0 | ISB22HT | 11122HT | 22" | 22" Additional O- Ring |  | Red Silicone-Hi Tmp/FDA | Glv |  |  | 25.7 | 0 | 0% | 0 | 0 | [6 empty] | 0 | 4 | 0 | 0 | 25.2 | 0
| 0 | ISB24HT | 11124HT | 24" | 22" Additional O- Ring |  | Red Silicone-Hi Tmp/FDA | Glv |  |  | 30.6 | 0 | 0% | 0 | 0 | [9 empty] | 0 | 30 | 0
| 0 | IEF03.9 | 12503.9 | 3" | 90 deg El-1xD Stitch Welded | R |  | Glv |  |  | 36.6 | 0 | 0% | 0 | 0 | [9 empty] | 0 | 35.9 | 0
| 0 | IEF04.9 | 12504.9 | 4" | 90 deg El-1xD Stitch Welded | R |  | Glv |  |  | 36.9 | 0 | 0% | 0 | 0 | [6 empty] | 0 | 27 | 0 | 0 | 36.2 | 0
| 0 | IEF05.9 | 12505.9 | 5" | 90 deg El-1xD Stitch Welded | R |  | Glv |  |  | 41.1 | 0 | 0% | 0 | 0 | [6 empty] | 0 | 30 | 0 | 0 | 40.3 | 0
| 0 | IEF06.9 | 12506.9 | 6" | 90 deg El-1xD Stitch Welded | R |  | Glv |  |  | 46.5 | 0 | 0% | 0 | 0 | [6 empty] | 0 | 34 | 0 | 0 | 45.6 | 0
| 0 | IEF03.6 | 12503.6 | 3" | 60 deg El-1xD Stitch Welded | R |  | Glv |  |  | 36.6 | 0 | 0% | 0 | 0 | [9 empty] | 0 | 35.9 | 0
| 0 | IEF04.6 | 12504.6 | 4" | 60 deg El-1xD Stitch Welded | R |  | Glv |  |  | 36.9 | 0 | 0% | 0 | 0 | [6 empty] | 0 | 27 | 0 | 0 | 36.2 | 0
| 0 | IEF05.6 | 12505.6 | 5" | 60 deg El-1xD Stitch Welded | R |  | Glv |  |  | 39.1 | 0 | 0% | 0 | 0 | [6 empty] | 0 | 28.5 | 0 | 0 | 38.3 | 0
| 0 | IEF06.6 | 12506.6 | 6" | 60 deg El-1xD Stitch Welded | R |  | Glv |  |  | 49.9 | 0 | 0% | 0 | 0 | [6 empty] | 0 | 36.4 | 0 | 0 | 48.9 | 0
| 0 | IEF03.45 | 12503.45 | 3" | 45 deg El-1xD Stitch Welded | R |  | Glv |  |  | 35.5 | 0 | 0% | 0 | 0 | [9 empty] | 0 | 34.8 | 0
| 0 | IEF04.45 | 12504.45 | 4" | 45 deg El-1xD Stitch Welded | R |  | Glv |  |  | 32.9 | 0 | 0% | 0 | 0 | [6 empty] | 0 | 24 | 0 | 0 | 32.3 | 0
| 0 | IEF05.45 | 12505.45 | 5" | 45 deg El-1xD Stitch Welded | R |  | Glv |  |  | 35.6 | 0 | 0% | 0 | 0 | [6 empty] | 0 | 26 | 0 | 0 | 34.9 | 0
| 0 | IEF06.45 | 12506.45 | 6" | 45 deg El-1xD Stitch Welded | R |  | Glv |  |  | 42.7 | 0 | 0% | 0 | 0 | [6 empty] | 0 | 31.2 | 0 | 0 | 41.9 | 0
| 0 | IEF03.3 | 12503.3 | 3" | 30 deg El- 1xD Stitch Welded | R |  | Glv |  |  | 32.3 | 0 | 0% | 0 | 0 | [9 empty] | 0 | 31.7 | 0
| 0 | IEF04.3 | 12504.3 | 4" | 30 deg El- 1xD Stitch Welded | R |  | Glv |  |  | 32.3 | 0 | 0% | 0 | 0 | [6 empty] | 0 | 23.6 | 0 | 0 | 31.7 | 0
| 0 | IEF05.3 | 12505.3 | 5" | 30 deg El- 1xD Stitch Welded | R |  | Glv |  |  | 35.6 | 0 | 0% | 0 | 0 | [6 empty] | 0 | 26 | 0 | 0 | 34.9 | 0
| 0 | IEF06.3 | 12506.3 | 6" | 30 deg El- 1xD Stitch Welded | R |  | Glv |  |  | 43.9 | 0 | 0% | 0 | 0 | [6 empty] | 0 | 32 | 0 | 0 | 43 | 0
| 0 | IEF07.9 | 12507.9 | 7" | 90 deg Gored/Segemented El- 1D | R |  | Glv | E | 0 | 74.6 | 0 | 0% | 0 | 0 | [6 empty] | 0 | 45.4 | 0 | 0 | 73.1 | 0
| 0 | IEF08.9 | 12508.9 | 8" | 90 deg Gored/Segemented El- 1D | R |  | Glv | E | 20 | 90.7 | 0 | 0% | 0 | 0 | [6 empty] | 0 | 66.2 | 0 | 0 | 88.9 | 0
| 0 | IEF09.9 | 12509.9 | 9" | 90 deg Gored/Segemented El- 1D | R |  | Glv | E | 20 | 94 | 0 | 0% | 0 | 0 | [6 empty] | 0 | 68.7 | 0 | 0 | 92.2 | 0
| 0 | IEF10.9 | 12510.9 | 10" | 90 deg Gored/Segemented El- 1D | R |  | Glv | E | 20 | 97.9 | 0 | 0% | 0 | 0 | [6 empty] | 0 | 71.5 | 0 | 0 | 96 | 0
| 0 | IEF11.9 | 12511.9 | 11" | 90 deg Gored/Segemented El- 1D | R |  | Glv | E | 20 | 111.2 | 0 | 0% | 0 | 0 | [6 empty] | 0 | 81.2 | 0 | 0 | 109 | 0
| 0 | IEF12.9 | 12512.9 | 12" | 90 deg Gored/Segemented El- 1D | R |  | Glv | E | 20 | 124.5 | 0 | 0% | 0 | 0 | [6 empty] | 0 | 90.9 | 0 | 0 | 122.1 | 0
| 0 | IEF13.9 | 12513.9 | 13" | 90 deg Gored/Segemented El- 1D | R |  | Glv | E | 20 | 128.3 | 0 | 0% | 0 | 0 | [6 empty] | 0 | 93.7 | 0 | 0 | 125.8 | 0
| 0 | IEF14.9 | 12514.9 | 14" | 90 deg Gored/Segemented El- 1D | R |  | Glv | E | 30 | 132.2 | 0 | 0% | 0 | 0 | [6 empty] | 0 | 96.5 | 0 | 0 | 129.6 | 0
| 0 | IEF15.9 | 12515.9 | 15" | 90 deg Gored/Segemented El- 1D | R |  | Glv | E | 30 | 133.9 | 0 | 0% | 0 | 0 | [6 empty] | 0 | 97.8 | 0 | 0 | 131.3 | 0
| 0 | IEF16.9 | 12516.9 | 16" | 90 deg Gored/Segemented El- 1D | R |  | Glv | E | 30 | 135.8 | 0 | 0% | 0 | 0 | [6 empty] | 0 | 99.1 | 0 | 0 | 133.1 | 0
| 0 | IEF17.9 | 12517.9 | 17" | 90 deg Gored/Segemented El- 1D | R |  | Glv | E | 30 | 163.2 | 0 | 0% | 0 | 0 | [6 empty] | 0 | 119.1 | 0 | 0 | 160 | 0
| 0 | IEF18.9 | 12518.9 | 18" | 90 deg Gored/Segemented El- 1D | R |  | Glv | E | 30 | 190.6 | 0 | 0% | 0 | 0 | [6 empty] | 0 | 139.2 | 0 | 0 | 186.9 | 0
| 0 | IEF19.9 | 12519.9 | 19" | 90 deg Gored/Segemented El- 1D | R |  | Glv | E | 30 | 206.8 | 0 | 0% | 0 | 0 | [6 empty] | 0 | 150.8 | 0 | 0 | 202.7 | 0
| 0 | IEF20.9 | 12520.9 | 20" | 90 deg Gored/Segemented El- 1D | R |  | Glv | E | 30 | 222.6 | 0 | 0% | 0 | 0 | [6 empty] | 0 | 162.4 | 0 | 0 | 218.2 | 0
| 0 | IEF22.9 | 12522.9 | 22" | 90 deg Gored/Segemented El- 1D | R |  | Glv | E | 30 | 286.2 | 0 | 0% | 0 | 0 | [6 empty] | 0 | 208.9 | 0 | 0 | 280.6 | 0
| 0 | IEF24.9 | 12524.9 | 24" | 90 deg Gored/Segemented El- 1D | R |  | Glv | E | 30 | 355.5 | 0 | 0% | 0 | 0 | [9 empty] | 0 | 348.5 | 0
| 0 | IEF07.6 | 12507.6 | 7" | 60 deg Gored/Segemented El- 1D | R |  | Glv | S | 0 | 62.3 | 0 | 0% | 0 | 0 | [6 empty] | 0 | 45.4 | 0 | 0 | 61.1 | 0
| 0 | IEF08.6 | 12508.6 | 8" | 60 deg Gored/Segemented El- 1D | R |  | Glv | E | 20 | 77.2 | 0 | 0% | 0 | 0 | [6 empty] | 0 | 56.3 | 0 | 0 | 75.7 | 0
| 0 | IEF09.6 | 12509.6 | 9" | 60 deg Gored/Segemented El- 1D | R |  | Glv | E | 20 | 79.5 | 0 | 0% | 0 | 0 | [6 empty] | 0 | 57.9 | 0 | 0 | 77.9 | 0
| 0 | IEF10.6 | 12510.6 | 10" | 60 deg Gored/Segemented El- 1D | R |  | Glv | E | 20 | 88.6 | 0 | 0% | 0 | 0 | [6 empty] | 0 | 64.7 | 0 | 0 | 86.9 | 0
| 0 | IEF11.6 | 12511.6 | 11" | 60 deg Gored/Segemented El- 1D | R |  | Glv | E | 20 | 92.6 | 0 | 0% | 0 | 0 | [6 empty] | 0 | 67.6 | 0 | 0 | 90.8 | 0
| 0 | IEF12.6 | 12512.6 | 12" | 60 deg Gored/Segemented El- 1D | R |  | Glv | E | 20 | 96.6 | 0 | 0% | 0 | 0 | [6 empty] | 0 | 70.4 | 0 | 0 | 94.7 | 0
| 0 | IEF13.6 | 12513.6 | 13" | 60 deg Gored/Segemented El- 1D | R |  | Glv | E | 20 | 103.4 | 0 | 0% | 0 | 0 | [6 empty] | 0 | 75.5 | 0 | 0 | 101.4 | 0
| 0 | IEF14.6 | 12514.6 | 14" | 60 deg Gored/Segemented El- 1D | R |  | Glv | E | 30 | 110.5 | 0 | 0% | 0 | 0 | [6 empty] | 0 | 80.6 | 0 | 0 | 108.3 | 0
| 0 | IEF15.6 | 12515.6 | 15" | 60 deg Gored/Segemented El- 1D | R |  | Glv | E | 30 | 119.7 | 0 | 0% | 0 | 0 | [6 empty] | 0 | 87.4 | 0 | 0 | 117.4 | 0
| 0 | IEF16.6 | 12516.6 | 16" | 60 deg Gored/Segemented El- 1D | R |  | Glv | E | 30 | 129 | 0 | 0% | 0 | 0 | [6 empty] | 0 | 94.2 | 0 | 0 | 126.5 | 0
| 0 | IEF17.6 | 12517.6 | 17" | 60 deg Gored/Segemented El- 1D | R |  | Glv | E | 30 | 137.7 | 0 | 0% | 0 | 0 | [6 empty] | 0 | 100.5 | 0 | 0 | 135 | 0
| 0 | IEF18.6 | 12518.6 | 18" | 60 deg Gored/Segemented El- 1D | R |  | Glv | E | 30 | 146.4 | 0 | 0% | 0 | 0 | [6 empty] | 0 | 106.8 | 0 | 0 | 143.5 | 0
| 0 | IEF19.6 | 12519.6 | 19" | 60 deg Gored/Segemented El- 1D | R |  | Glv | E | 30 | 167.3 | 0 | 0% | 0 | 0 | [6 empty] | 0 | 122.1 | 0 | 0 | 164 | 0
| 0 | IEF20.6 | 12520.6 | 20" | 60 deg Gored/Segemented El- 1D | R |  | Glv | E | 30 | 188.3 | 0 | 0% | 0 | 0 | [6 empty] | 0 | 137.4 | 0 | 0 | 184.6 | 0
| 0 | IEF22.6 | 12522.6 | 22" | 60 deg Gored/Segemented El- 1D | R |  | Glv | E | 30 | 222.6 | 0 | 0% | 0 | 0 | [6 empty] | 0 | 162.4 | 0 | 0 | 218.2 | 0
| 0 | IEF24.6 | 12524.6 | 24" | 60 deg Gored/Segemented El- 1D | R |  | Glv | E | 30 | 254.2 | 0 | 0% | 0 | 0 | [9 empty] | 0 | 249.2 | 0
| 0 | IEF07.45 | 12507.45 | 7" | 45 deg Gored/Segemented El- 1D | R |  | Glv | S | 0 | 59.2 | 0 | 0% | 0 | 0 | [6 empty] | 0 | 43.2 | 0 | 0 | 58 | 0
| 0 | IEF08.45 | 12508.45 | 8" | 45 deg Gored/Segemented El- 1D | R |  | Glv | E | 20 | 63.9 | 0 | 0% | 0 | 0 | [6 empty] | 0 | 46.6 | 0 | 0 | 62.6 | 0
| 0 | IEF09.45 | 12509.45 | 9" | 45 deg Gored/Segemented El- 1D | R |  | Glv | E | 20 | 65 | 0 | 0% | 0 | 0 | [6 empty] | 0 | 47.5 | 0 | 0 | 63.7 | 0
| 0 | IEF10.45 | 12510.45 | 10" | 45 deg Gored/Segemented El- 1D | R |  | Glv | E | 20 | 67.9 | 0 | 0% | 0 | 0 | [6 empty] | 0 | 49.6 | 0 | 0 | 66.6 | 0
| 0 | IEF11.45 | 12511.45 | 11" | 45 deg Gored/Segemented El- 1D | R |  | Glv | E | 20 | 69.8 | 0 | 0% | 0 | 0 | [6 empty] | 0 | 50.9 | 0 | 0 | 68.4 | 0
| 0 | IEF12.45 | 12512.45 | 12" | 45 deg Gored/Segemented El- 1D | R |  | Glv | E | 20 | 71.5 | 0 | 0% | 0 | 0 | [6 empty] | 0 | 52.2 | 0 | 0 | 70.1 | 0
| 0 | IEF13.45 | 12513.45 | 13" | 45 deg Gored/Segemented El- 1D | R |  | Glv | E | 20 | 74.5 | 0 | 0% | 0 | 0 | [6 empty] | 0 | 54.3 | 0 | 0 | 73 | 0
| 0 | IEF14.45 | 12514.45 | 14" | 45 deg Gored/Segemented El- 1D | R |  | Glv | E | 30 | 77.2 | 0 | 0% | 0 | 0 | [6 empty] | 0 | 56.3 | 0 | 0 | 75.7 | 0
| 0 | IEF15.45 | 12515.45 | 15" | 45 deg Gored/Segemented El- 1D | R |  | Glv | E | 30 | 90.3 | 0 | 0% | 0 | 0 | [6 empty] | 0 | 65.9 | 0 | 0 | 88.5 | 0
| 0 | IEF16.45 | 12516.45 | 16" | 45 deg Gored/Segemented El- 1D | R |  | Glv | E | 30 | 103.5 | 0 | 0% | 0 | 0 | [6 empty] | 0 | 75.6 | 0 | 0 | 101.5 | 0
| 0 | IEF17.45 | 12517.45 | 17" | 45 deg Gored/Segemented El- 1D | R |  | Glv | E | 30 | 111.2 | 0 | 0% | 0 | 0 | [6 empty] | 0 | 81.2 | 0 | 0 | 109 | 0
| 0 | IEF18.45 | 12518.45 | 18" | 45 deg Gored/Segemented El- 1D | R |  | Glv | E | 30 | 119.1 | 0 | 0% | 0 | 0 | [6 empty] | 0 | 86.9 | 0 | 0 | 116.8 | 0
| 0 | IEF19.45 | 12519.45 | 19" | 45 deg Gored/Segemented El- 1D | R |  | Glv | E | 30 | 130.8 | 0 | 0% | 0 | 0 | [6 empty] | 0 | 95.4 | 0 | 0 | 128.2 | 0
| 0 | IEF20.45 | 12520.45 | 20" | 45 deg Gored/Segemented El- 1D | R |  | Glv | E | 30 | 142.4 | 0 | 0% | 0 | 0 | [6 empty] | 0 | 103.9 | 0 | 0 | 139.6 | 0
| 0 | IEF22.45 | 12522.45 | 22" | 45 deg Gored/Segemented El- 1D | R |  | Glv | E | 30 | 163.3 | 0 | 0% | 0 | 0 | [6 empty] | 0 | 119.2 | 0 | 0 | 160.1 | 0
| 0 | IEF24.45 | 12524.45 | 24" | 45 deg Gored/Segemented El- 1D | R |  | Glv | E | 30 | 188.5 | 0 | 0% | 0 | 0 | [9 empty] | 0 | 184.8 | 0
| 0 | IEF07.3 | 12507.3 | 7" | 30 deg Gored/Segemented El- 1D | R |  | Glv | S | 0 | 59.2 | 0 | 0% | 0 | 0 | [6 empty] | 0 | 43.2 | 0 | 0 | 58 | 0
| 0 | IEF08.3 | 12508.3 | 8" | 30 deg Gored/Segemented El- 1D | R |  | Glv | E | 20 | 60.1 | 0 | 0% | 0 | 0 | [6 empty] | 0 | 43.8 | 0 | 0 | 58.9 | 0
| 0 | IEF09.3 | 12509.3 | 9" | 30 deg Gored/Segemented El- 1D | R |  | Glv | E | 20 | 62.3 | 0 | 0% | 0 | 0 | [6 empty] | 0 | 45.4 | 0 | 0 | 61.1 | 0
| 0 | IEF10.3 | 12510.3 | 10" | 30 deg Gored/Segemented El- 1D | R |  | Glv | E | 20 | 65 | 0 | 0% | 0 | 0 | [6 empty] | 0 | 47.5 | 0 | 0 | 63.7 | 0
| 0 | IEF11.3 | 12511.3 | 11" | 30 deg Gored/Segemented El- 1D | R |  | Glv | E | 20 | 65.8 | 0 | 0% | 0 | 0 | [6 empty] | 0 | 48 | 0 | 0 | 64.5 | 0
| 0 | IEF12.3 | 12512.3 | 12" | 30 deg Gored/Segemented El- 1D | R |  | Glv | E | 20 | 66.5 | 0 | 0% | 0 | 0 | [6 empty] | 0 | 48.5 | 0 | 0 | 65.2 | 0
| 0 | IEF13.3 | 12513.3 | 13" | 30 deg Gored/Segemented El- 1D | R |  | Glv | E | 20 | 70 | 0 | 0% | 0 | 0 | [6 empty] | 0 | 51.1 | 0 | 0 | 68.6 | 0
| 0 | IEF14.3 | 12514.3 | 14" | 30 deg Gored/Segemented El- 1D | R |  | Glv | E | 30 | 73.4 | 0 | 0% | 0 | 0 | [6 empty] | 0 | 53.6 | 0 | 0 | 72 | 0
| 0 | IEF15.3 | 12515.3 | 15" | 30 deg Gored/Segemented El- 1D | R |  | Glv | E | 30 | 77.6 | 0 | 0% | 0 | 0 | [6 empty] | 0 | 56.7 | 0 | 0 | 76.1 | 0
| 0 | IEF16.3 | 12516.3 | 16" | 30 deg Gored/Segemented El- 1D | R |  | Glv | E | 30 | 82 | 0 | 0% | 0 | 0 | [6 empty] | 0 | 59.8 | 0 | 0 | 80.4 | 0
| 0 | IEF17.3 | 12517.3 | 17" | 30 deg Gored/Segemented El- 1D | R |  | Glv | E | 30 | 85.5 | 0 | 0% | 0 | 0 | [6 empty] | 0 | 62.4 | 0 | 0 | 83.8 | 0
| 0 | IEF18.3 | 12518.3 | 18" | 30 deg Gored/Segemented El- 1D | R |  | Glv | E | 30 | 89.1 | 0 | 0% | 0 | 0 | [6 empty] | 0 | 65 | 0 | 0 | 87.4 | 0
| 0 | IEF19.3 | 12519.3 | 19" | 30 deg Gored/Segemented El- 1D | R |  | Glv | E | 30 | 96.7 | 0 | 0% | 0 | 0 | [6 empty] | 0 | 70.5 | 0 | 0 | 94.8 | 0
| 0 | IEF20.3 | 12520.3 | 20" | 30 deg Gored/Segemented El- 1D | R |  | Glv | E | 30 | 104.1 | 0 | 0% | 0 | 0 | [6 empty] | 0 | 76 | 0 | 0 | 102.1 | 0
| 0 | IEF22.3 | 12522.3 | 22" | 30 deg Gored/Segemented El- 1D | R |  | Glv | E | 30 | 119.1 | 0 | 0% | 0 | 0 | [6 empty] | 0 | 86.9 | 0 | 0 | 116.8 | 0
| 0 | IAA24.3 | 15024.3 | 24" | 30 deg Gored/Segemented El- 1D | R |  | Glv | E | 30 | 134.6 | 0 | 0% | 0 | 0 | [9 empty] | 0 | 132 | 0
| 0 | IED03.9 | 12303.9 | 3" | 90 deg El-1.5xD Stitch Welded | R |  | Glv | S | 10 | 35.6 | 0 | 0% | 0 | 0 | [6 empty] | 0 | 26 | 0 | 0 | 34.9 | 0
| 0 | IED04.9 | 12304.9 | 4" | 90 deg El-1.5xD Stitch Welded | R |  | Glv | S | 0 | 36.7 | 0 | 0% | 0 | 0 | [6 empty] | 0 | 26.8 | 0 | 0 | 36 | 0
| 0 | IED05.9 | 12305.9 | 5" | 90 deg El-1.5xD Stitch Welded | R |  | Glv | S | 0 | 39.4 | 0 | 0% | 0 | 0 | [6 empty] | 0 | 28.7 | 0 | 0 | 38.6 | 0
| 0 | IED06.9 | 12306.9 | 6" | 90 deg El-1.5xD Stitch Welded | R |  | Glv | S | 0 | 47.3 | 0 | 0% | 0 | 0 | [6 empty] | 0 | 34.5 | 0 | 0 | 46.4 | 0
| 0 | IED07.9 | 12307.9 | 7" | 90 deg El-1.5xD Stitch Welded | R |  | Glv | S | 0 | 50.2 | 0 | 0% | 0 | 0 | [6 empty] | 0 | 34.5 | 0 | 0 | 49.2 | 0
| 0 | IED08.9 | 12308.9 | 8" | 90 deg El-1.5xD Stitch Welded | R |  | Glv | S | 0 | 54.9 | 0 | 0% | 0 | 0 | [6 empty] | 0 | 34.5 | 0 | 0 | 53.8 | 0
| 0 | IED09.9 | 12309.9 | 9" | 90 deg El-1.5xD Stitch Welded | R |  | Glv | S | 0 | 62.7 | 0 | 0% | 0 | 0 | [6 empty] | 0 | 34.5 | 0 | 0 | 61.5 | 0
| 0 | IED10.9 | 12310.9 | 10" | 90 deg El-1.5xD Stitch Welded | R |  | Glv | S | 0 | 69.8 | 0 | 0% | 0 | 0 | [6 empty] | 0 | 34.5 | 0 | 0 | 68.4 | 0
| 0 | IED12.9 | 12312.9 | 12" | 90 deg El-1.5xD Stitch Welded | R |  | Glv | S | 0 | 79.9 | 0 | 0% | 0 | 0 | [6 empty] | 0 | 34.5 | 0 | 0 | 78.3 | 0
| 0 | IEE03.9 | 12403.9 | 3" | 90 deg Tubed-El- 1.5D | R |  | Glv | S | 0 | 44.1 | 0 | 0% | 0 | 0 | [6 empty] | 0 | 34.5 | 0 | 0 | 43.2 | 0
| 0 | IEE04.9 | 12404.9 | 4" | 90 deg Tubed-El- 1.5D | R |  | Glv | S | 0 | 59.6 | 0 | 0% | 0 | 0 | [6 empty] | 0 | 34.5 | 0 | 0 | 58.4 | 0
| 0 | IEE05.9 | 12405.9 | 5" | 90 deg Tubed-El- 1.5D | R |  | Glv | S | 0 | 100.5 | 0 | 0% | 0 | 0 | [6 empty] | 0 | 34.5 | 0 | 0 | 98.5 | 0
| 0 | IEE06.9 | 12406.9 | 6" | 90 deg Tubed-El- 1.5D | R |  | Glv | S | 0 | 132.5 | 0 | 0% | 0 | 0 | [6 empty] | 0 | 34.5 | 0 | 0 | 129.9 | 0
| 0 | IEE08.9 | 12408.9 | 8" | 90 deg Tubed-El- 1.5D | R |  | Glv | S | 0 | 254.8 | 0 | 0% | 0 | 0 | [6 empty] | 0 | 34.5 | 0 | 0 | 249.8 | 0
| 0 | IEA07.9 | 12007.9 | 7" | 90 deg El- 1.5D- Gored/Segmented | R |  | Glv | E | 0 | 74.6 | 0 | 0% | 0 | 0 | [6 empty] | 0 | 45.4 | 0 | 0 | 73.1 | 0
| 0 | IEA08.9 | 12008.9 | 8" | 90 deg El- 1.5D- Gored/Segmented | R |  | Glv | E | 20 | 90.7 | 0 | 0% | 0 | 0 | [6 empty] | 0 | 66.2 | 0 | 0 | 88.9 | 0
| 0 | IEA09.9 | 12009.9 | 9" | 90 deg El- 1.5D- Gored/Segmented | R |  | Glv | E | 20 | 94 | 0 | 0% | 0 | 0 | [6 empty] | 0 | 68.7 | 0 | 0 | 92.2 | 0
| 0 | IEA10.9 | 12010.9 | 10" | 90 deg El- 1.5D- Gored/Segmented | R |  | Glv | E | 20 | 97.9 | 0 | 0% | 0 | 0 | [6 empty] | 0 | 71.5 | 0 | 0 | 96 | 0
| 0 | IEA11.9 | 12011.9 | 11" | 90 deg El- 1.5D- Gored/Segmented | R |  | Glv | E | 20 | 111.2 | 0 | 0% | 0 | 0 | [6 empty] | 0 | 81.2 | 0 | 0 | 109 | 0
| 0 | IEA12.9 | 12012.9 | 12" | 90 deg El- 1.5D- Gored/Segmented | R |  | Glv | E | 20 | 124.5 | 0 | 0% | 0 | 0 | [6 empty] | 0 | 90.9 | 0 | 0 | 122.1 | 0
| 0 | IEA13.9 | 12013.9 | 13" | 90 deg El- 1.5D- Gored/Segmented | R |  | Glv | E | 20 | 128.3 | 0 | 0% | 0 | 0 | [6 empty] | 0 | 93.7 | 0 | 0 | 125.8 | 0
| 0 | IEA14.9 | 12014.9 | 14" | 90 deg El- 1.5D- Gored/Segmented | R |  | Glv | E | 30 | 132.2 | 0 | 0% | 0 | 0 | [6 empty] | 0 | 96.5 | 0 | 0 | 129.6 | 0
| 0 | IEA15.9 | 12015.9 | 15" | 90 deg El- 1.5D- Gored/Segmented | R |  | Glv | E | 30 | 133.9 | 0 | 0% | 0 | 0 | [6 empty] | 0 | 97.8 | 0 | 0 | 131.3 | 0
| 0 | IEA16.9 | 12016.9 | 16" | 90 deg El- 1.5D- Gored/Segmented | R |  | Glv | E | 30 | 135.8 | 0 | 0% | 0 | 0 | [6 empty] | 0 | 99.1 | 0 | 0 | 133.1 | 0
| 0 | IEA17.9 | 12017.9 | 17" | 90 deg El- 1.5D- Gored/Segmented | R |  | Glv | E | 30 | 163.2 | 0 | 0% | 0 | 0 | [6 empty] | 0 | 119.1 | 0 | 0 | 160 | 0
| 0 | IEA18.9 | 12018.9 | 18" | 90 deg El- 1.5D- Gored/Segmented | R |  | Glv | E | 30 | 190.6 | 0 | 0% | 0 | 0 | [6 empty] | 0 | 139.2 | 0 | 0 | 186.9 | 0
| 0 | IEA19.9 | 12019.9 | 19" | 90 deg El- 1.5D- Gored/Segmented | R |  | Glv | E | 30 | 206.8 | 0 | 0% | 0 | 0 | [6 empty] | 0 | 150.8 | 0 | 0 | 202.7 | 0
| 0 | IEA20.9 | 12020.9 | 20" | 90 deg El- 1.5D- Gored/Segmented | R |  | Glv | E | 30 | 222.6 | 0 | 0% | 0 | 0 | [6 empty] | 0 | 162.4 | 0 | 0 | 218.2 | 0
| 0 | IEA22.9 | 12022.9 | 22" | 90 deg El- 1.5D- Gored/Segmented | R |  | Glv | E | 30 | 286.2 | 0 | 0% | 0 | 0 | [6 empty] | 0 | 208.9 | 0 | 0 | 280.6 | 0
| 0 | IEA24.9 | 12024.9 | 24" | 90 deg El- 1.5D- Gored/Segmented | R |  | Glv | E | 30 | 355.5 | 0 | 0% | 0 | 0 | [9 empty] | 0 | 348.5 | 0
| 0 | IED03.6 | 12303.6 | 3" | 60 deg El- 1.5D Stitch Welded | R |  | Glv | S | 0 | 35.6 | 0 | 0% | 0 | 0 | [6 empty] | 0 | 26 | 0 | 0 | 34.9 | 0
| 0 | IED04.6 | 12304.6 | 4" | 60 deg El- 1.5D Stitch Welded | R |  | Glv | S | 0 | 36.7 | 0 | 0% | 0 | 0 | [6 empty] | 0 | 26 | 0 | 0 | 36 | 0
| 0 | IED05.6 | 12305.6 | 5" | 60 deg El- 1.5D Stitch Welded | R |  | Glv | S | 0 | 39.4 | 0 | 0% | 0 | 0 | [6 empty] | 0 | 27.5 | 0 | 0 | 38.6 | 0
| 0 | IED06.6 | 12306.6 | 6" | 60 deg El- 1.5D Stitch Welded | R |  | Glv | S | 0 | 47.3 | 0 | 0% | 0 | 0 | [6 empty] | 0 | 31 | 0 | 0 | 46.4 | 0
| 0 | IED07.6 | 12307.6 | 7" | 60 deg El- 1.5D Stitch Welded | R |  | Glv | S | 0 | 50.2 | 0 | 0% | 0 | 0 | [6 empty] | 0 | 31 | 0 | 0 | 49.2 | 0
| 0 | IED08.6 | 12308.6 | 8" | 60 deg El- 1.5D Stitch Welded | R |  | Glv | S | 0 | 54.9 | 0 | 0% | 0 | 0 | [6 empty] | 0 | 31 | 0 | 0 | 53.8 | 0
| 0 | IED09.6 | 12309.6 | 9" | 60 deg El- 1.5D Stitch Welded | R |  | Glv | S | 0 | 62.7 | 0 | 0% | 0 | 0 | [6 empty] | 0 | 31 | 0 | 0 | 61.5 | 0
| 0 | IED10.6 | 123010.6 | 10" | 60 deg El- 1.5D Stitch Welded | R |  | Glv | S | 0 | 69.8 | 0 | 0% | 0 | 0 | [6 empty] | 0 | 31 | 0 | 0 | 68.4 | 0
| 0 | IED12.6 | 123012.6 | 12" | 60 deg El- 1.5D Stitch Welded | R |  | Glv | S | 0 | 79.9 | 0 | 0% | 0 | 0 | [6 empty] | 0 | 31 | 0 | 0 | 78.3 | 0
| 0 | IEE03.6 | 12403.6 | 3" | 60 deg Tubed-El- 1.5D | R |  | Glv | E | 0 | 44.1 | 0 | 0% | 0 | 0 | [6 empty] | 0 | 34.5 | 0 | 0 | 43.2 | 0
| 0 | IEE04.6 | 12404.6 | 4" | 60 deg Tubed-El- 1.5D | R |  | Glv | S | 0 | 59.6 | 0 | 0% | 0 | 0 | [6 empty] | 0 | 34.5 | 0 | 0 | 58.4 | 0
| 0 | IEE05.6 | 12405.6 | 5" | 60 deg Tubed-El- 1.5D | R |  | Glv | S | 0 | 100.5 | 0 | 0% | 0 | 0 | [6 empty] | 0 | 34.5 | 0 | 0 | 98.5 | 0
| 0 | IEE06.6 | 12406.6 | 6" | 60 deg Tubed-El- 1.5D | R |  | Glv | S | 0 | 132.5 | 0 | 0% | 0 | 0 | [6 empty] | 0 | 34.5 | 0 | 0 | 129.9 | 0
| 0 | IEE08.6 | 12408.6 | 8" | 60 deg Tubed-El- 1.5D | R |  | Glv |  | 0 | 254.8 | 0 | 0% | 0 | 0 | [6 empty] | 0 | 34.5 | 0 | 0 | 249.8 | 0
| 0 | IEA07.6 | 12007.6 | 7" | 60 deg El- 1.5D- Gored/Segmented | R |  | Glv | S | 0 | 62.3 | 0 | 0% | 0 | 0 | [6 empty] | 0 | 45.4 | 0 | 0 | 61.1 | 0
| 0 | IEA08.6 | 12008.6 | 8" | 60 deg El- 1.5D- Gored/Segmented | R |  | Glv | E | 20 | 77.2 | 0 | 0% | 0 | 0 | [6 empty] | 0 | 56.3 | 0 | 0 | 75.7 | 0
| 0 | IEA09.6 | 12009.6 | 9" | 60 deg El- 1.5D- Gored/Segmented | R |  | Glv | E | 20 | 79.5 | 0 | 0% | 0 | 0 | [6 empty] | 0 | 57.9 | 0 | 0 | 77.9 | 0
| 0 | IEA10.6 | 12010.6 | 10" | 60 deg El- 1.5D- Gored/Segmented | R |  | Glv | E | 20 | 88.6 | 0 | 0% | 0 | 0 | [6 empty] | 0 | 64.7 | 0 | 0 | 86.9 | 0
| 0 | IEA11.6 | 12011.6 | 11" | 60 deg El- 1.5D- Gored/Segmented | R |  | Glv | E | 20 | 92.6 | 0 | 0% | 0 | 0 | [6 empty] | 0 | 67.6 | 0 | 0 | 90.8 | 0
| 0 | IEA12.6 | 12012.6 | 12" | 60 deg El- 1.5D- Gored/Segmented | R |  | Glv | E | 20 | 96.6 | 0 | 0% | 0 | 0 | [6 empty] | 0 | 70.4 | 0 | 0 | 94.7 | 0
| 0 | IEA13.6 | 12013.6 | 13" | 60 deg El- 1.5D- Gored/Segmented | R |  | Glv | E | 20 | 103.4 | 0 | 0% | 0 | 0 | [6 empty] | 0 | 75.5 | 0 | 0 | 101.4 | 0
| 0 | IEA14.6 | 12014.6 | 14" | 60 deg El- 1.5D- Gored/Segmented | R |  | Glv | E | 30 | 110.5 | 0 | 0% | 0 | 0 | [6 empty] | 0 | 80.6 | 0 | 0 | 108.3 | 0
| 0 | IEA15.6 | 12015.6 | 15" | 60 deg El- 1.5D- Gored/Segmented | R |  | Glv | E | 30 | 119.7 | 0 | 0% | 0 | 0 | [6 empty] | 0 | 87.4 | 0 | 0 | 117.4 | 0
| 0 | IEA16.6 | 12016.6 | 16" | 60 deg El- 1.5D- Gored/Segmented | R |  | Glv | E | 30 | 129 | 0 | 0% | 0 | 0 | [6 empty] | 0 | 94.2 | 0 | 0 | 126.5 | 0
| 0 | IEA17.6 | 12017.6 | 17" | 60 deg El- 1.5D- Gored/Segmented | R |  | Glv | E | 30 | 137.7 | 0 | 0% | 0 | 0 | [6 empty] | 0 | 100.5 | 0 | 0 | 135 | 0
| 0 | IEA18.6 | 12018.6 | 18" | 60 deg El- 1.5D- Gored/Segmented | R |  | Glv | E | 30 | 146.4 | 0 | 0% | 0 | 0 | [6 empty] | 0 | 106.8 | 0 | 0 | 143.5 | 0
| 0 | IEA19.6 | 12019.6 | 19" | 60 deg El- 1.5D- Gored/Segmented | R |  | Glv | E | 30 | 167.3 | 0 | 0% | 0 | 0 | [6 empty] | 0 | 122.1 | 0 | 0 | 164 | 0
| 0 | IEA20.6 | 12020.6 | 20" | 60 deg El- 1.5D- Gored/Segmented | R |  | Glv | E | 30 | 188.3 | 0 | 0% | 0 | 0 | [6 empty] | 0 | 137.4 | 0 | 0 | 184.6 | 0
| 0 | IEA22.6 | 12022.6 | 22" | 60 deg El- 1.5D- Gored/Segmented | R |  | Glv | E | 30 | 222.6 | 0 | 0% | 0 | 0 | [6 empty] | 0 | 162.4 | 0 | 0 | 218.2 | 0
| 0 | IEA24.6 | 12024.6 | 24" | 60 deg El- 1.5D- Gored/Segmented | R |  | Glv | E | 30 | 254.2 | 0 | 0% | 0 | 0 | [9 empty] | 0 | 249.2 | 0
| 0 | IED03.45 | 12303.45 | 3" | 45 deg El- 1.5D- Stitch Welded | R |  | Glv | S | 0 | 34.3 | 0 | 0% | 0 | 0 | [6 empty] | 0 | 25 | 0 | 0 | 33.6 | 0
| 0 | IED04.45 | 12304.45 | 4" | 45 deg El- 1.5D- Stitch Welded | R |  | Glv | S | 0 | 35.5 | 0 | 0% | 0 | 0 | [6 empty] | 0 | 25.9 | 0 | 0 | 34.8 | 0
| 0 | IED05.45 | 12305.45 | 5" | 45 deg El- 1.5D- Stitch Welded | R |  | Glv | S | 0 | 37.7 | 0 | 0% | 0 | 0 | [6 empty] | 0 | 27.5 | 0 | 0 | 37 | 0
| 0 | IED06.45 | 12306.45 | 6" | 45 deg El- 1.5D- Stitch Welded | R |  | Glv | S | 0 | 42.7 | 0 | 0% | 0 | 0 | [6 empty] | 0 | 31.2 | 0 | 0 | 41.9 | 0
| 0 | IED07.45 | 12307.45 | 7" | 45 deg El- 1.5D- Stitch Welded | R |  | Glv | S | 0 | 44.5 | 0 | 0% | 0 | 0 | [6 empty] | 0 | 31 | 0 | 0 | 43.6 | 0
| 0 | IED08.45 | 12308.45 | 8" | 45 deg El- 1.5D- Stitch Welded | R |  | Glv | S | 0 | 47.9 | 0 | 0% | 0 | 0 | [6 empty] | 0 | 31 | 0 | 0 | 47 | 0
| 0 | IED09.45 | 12309.45 | 9" | 45 deg El- 1.5D- Stitch Welded | R |  | Glv | S | 0 | 51.4 | 0 | 0% | 0 | 0 | [6 empty] | 0 | 31 | 0 | 0 | 50.4 | 0
| 0 | IED10.45 | 123010.45 | 10" | 45 deg El- 1.5D- Stitch Welded | R |  | Glv | S | 0 | 57.1 | 0 | 0% | 0 | 0 | [6 empty] | 0 | 31 | 0 | 0 | 56 | 0
| 0 | IED12.45 | 123012.45 | 12" | 45 deg El- 1.5D- Stitch Welded | R |  | Glv | S | 0 | 65 | 0 | 0% | 0 | 0 | [6 empty] | 0 | 31 | 0 | 0 | 63.7 | 0
| 0 | IEE03.45 | 12403.45 | 3" | 45 deg Tubed-El- 1.5D | R |  | Glv | E | 0 | 37.2 | 0 | 0% | 0 | 0 | [6 empty] | 0 | 34.5 | 0 | 0 | 36.5 | 0
| 0 | IEE04.45 | 12404.45 | 4" | 45 deg Tubed-El- 1.5D | R |  | Glv | S | 0 | 56.1 | 0 | 0% | 0 | 0 | [6 empty] | 0 | 34.5 | 0 | 0 | 55 | 0
| 0 | IEE05.45 | 12405.45 | 5" | 45 deg Tubed-El- 1.5D | R |  | Glv | S | 0 | 89.8 | 0 | 0% | 0 | 0 | [6 empty] | 0 | 34.5 | 0 | 0 | 88.05 | 0
| 0 | IEE06.45 | 12406.45 | 6" | 45 deg Tubed-El- 1.5D | R |  | Glv | S | 0 | 109.8 | 0 | 0% | 0 | 0 | [6 empty] | 0 | 34.5 | 0 | 0 | 107.6 | 0
| 0 | IEE08.45 | 12408.45 | 8" | 45 deg Tubed-El- 1.5D | R |  | Glv |  | 0 | 211.2 | 0 | 0% | 0 | 0 | [6 empty] | 0 | 34.5 | 0 | 0 | 207.1 | 0
| 0 | IEA07.45 | 12007.45 | 7" | 45 deg El- 1.5D Gored/Segmented | R |  | Glv | S | 0 | 59.2 | 0 | 0% | 0 | 0 | [6 empty] | 0 | 43.2 | 0 | 0 | 58 | 0
| 0 | IEA08.45 | 12008.45 | 8" | 45 deg El- 1.5D Gored/Segmented | R |  | Glv | E | 20 | 63.9 | 0 | 0% | 0 | 0 | [6 empty] | 0 | 46.6 | 0 | 0 | 62.6 | 0
| 0 | IEA09.45 | 12009.45 | 9" | 45 deg El- 1.5D Gored/Segmented | R |  | Glv | E | 20 | 65 | 0 | 0% | 0 | 0 | [6 empty] | 0 | 47.5 | 0 | 0 | 63.7 | 0
| 0 | IEA10.45 | 12010.45 | 10" | 45 deg El- 1.5D Gored/Segmented | R |  | Glv | E | 20 | 67.9 | 0 | 0% | 0 | 0 | [6 empty] | 0 | 49.6 | 0 | 0 | 66.6 | 0
| 0 | IEA11.45 | 12011.45 | 11" | 45 deg El- 1.5D Gored/Segmented | R |  | Glv | E | 20 | 69.8 | 0 | 0% | 0 | 0 | [6 empty] | 0 | 50.9 | 0 | 0 | 68.4 | 0
| 0 | IEA12.45 | 12012.45 | 12" | 45 deg El- 1.5D Gored/Segmented | R |  | Glv | E | 20 | 71.5 | 0 | 0% | 0 | 0 | [6 empty] | 0 | 52.2 | 0 | 0 | 70.1 | 0
| 0 | IEA13.45 | 12013.45 | 13" | 45 deg El- 1.5D Gored/Segmented | R |  | Glv | E | 20 | 74.5 | 0 | 0% | 0 | 0 | [6 empty] | 0 | 54.3 | 0 | 0 | 73 | 0
| 0 | IEA14.45 | 12014.45 | 14" | 45 deg El- 1.5D Gored/Segmented | R |  | Glv | E | 30 | 77.2 | 0 | 0% | 0 | 0 | [6 empty] | 0 | 56.3 | 0 | 0 | 75.7 | 0
| 0 | IEA15.45 | 12015.45 | 15" | 45 deg El- 1.5D Gored/Segmented | R |  | Glv | E | 30 | 90.3 | 0 | 0% | 0 | 0 | [6 empty] | 0 | 65.9 | 0 | 0 | 88.5 | 0
| 0 | IEA16.45 | 12016.45 | 16" | 45 deg El- 1.5D Gored/Segmented | R |  | Glv | E | 30 | 103.5 | 0 | 0% | 0 | 0 | [6 empty] | 0 | 75.6 | 0 | 0 | 101.5 | 0
| 0 | IEA17.45 | 12017.45 | 17" | 45 deg El- 1.5D Gored/Segmented | R |  | Glv | E | 30 | 111.2 | 0 | 0% | 0 | 0 | [6 empty] | 0 | 81.2 | 0 | 0 | 109 | 0
| 0 | IEA18.45 | 12018.45 | 18" | 45 deg El- 1.5D Gored/Segmented | R |  | Glv | E | 30 | 119.1 | 0 | 0% | 0 | 0 | [6 empty] | 0 | 86.9 | 0 | 0 | 116.8 | 0
| 0 | IEA19.45 | 12019.45 | 19" | 45 deg El- 1.5D Gored/Segmented | R |  | Glv | E | 30 | 130.8 | 0 | 0% | 0 | 0 | [6 empty] | 0 | 95.4 | 0 | 0 | 128.2 | 0
| 0 | IEA20.45 | 12020.45 | 20" | 45 deg El- 1.5D Gored/Segmented | R |  | Glv | E | 30 | 142.4 | 0 | 0% | 0 | 0 | [6 empty] | 0 | 103.9 | 0 | 0 | 139.6 | 0
| 0 | IEA22.45 | 12022.45 | 22" | 45 deg El- 1.5D Gored/Segmented | R |  | Glv | E | 30 | 163.3 | 0 | 0% | 0 | 0 | [6 empty] | 0 | 119.2 | 0 | 0 | 160.1 | 0
| 0 | IEA24.45 | 12024.45 | 24" | 45 deg El- 1.5D Gored/Segmented | R |  | Glv | E | 30 | 188.5 | 0 | 0% | 0 | 0 | [9 empty] | 0 | 184.8 | 0
| 0 | IED03.3 | 12303.3 | 3" | 30 deg El- 1.5D-Stitch Welded | R |  | Glv | S | 0 | 34.3 | 0 | 0% | 0 | 0 | [6 empty] | 0 | 25 | 0 | 0 | 33.6 | 0
| 0 | IED04.3 | 12304.3 | 4" | 30 deg El- 1.5D-Stitch Welded | R |  | Glv | S | 0 | 35.5 | 0 | 0% | 0 | 0 | [6 empty] | 0 | 25.9 | 0 | 0 | 34.8 | 0
| 0 | IED05.3 | 12305.3 | 5" | 30 deg El- 1.5D-Stitch Welded | R |  | Glv | S | 0 | 37.7 | 0 | 0% | 0 | 0 | [6 empty] | 0 | 27.5 | 0 | 0 | 37 | 0
| 0 | IED06.3 | 12306.3 | 6" | 30 deg El- 1.5D-Stitch Welded | R |  | Glv | S | 0 | 42.7 | 0 | 0% | 0 | 0 | [6 empty] | 0 | 31 | 0 | 0 | 41.9 | 0
| 0 | IED07.3 | 12307.3 | 7" | 30 deg El- 1.5D-Stitch Welded | R |  | Glv | S | 0 | 44.5 | 0 | 0% | 0 | 0 | [6 empty] | 0 | 31 | 0 | 0 | 43.6 | 0
| 0 | IED08.3 | 12308.3 | 8" | 30 deg El- 1.5D-Stitch Welded | R |  | Glv | S | 0 | 47.9 | 0 | 0% | 0 | 0 | [6 empty] | 0 | 31 | 0 | 0 | 47 | 0
| 0 | IED09.3 | 12309.3 | 9" | 30 deg El- 1.5D-Stitch Welded | R |  | Glv | S | 0 | 51.4 | 0 | 0% | 0 | 0 | [6 empty] | 0 | 31 | 0 | 0 | 50.4 | 0
| 0 | IED10.3 | 123010.3 | 10" | 30 deg El- 1.5D-Stitch Welded | R |  | Glv | S | 0 | 57.1 | 0 | 0% | 0 | 0 | [6 empty] | 0 | 31 | 0 | 0 | 56 | 0
| 0 | IED12.3 | 123012.3 | 12" | 30 deg El- 1.5D-Stitch Welded | R |  | Glv | S | 0 | 65 | 0 | 0% | 0 | 0 | [6 empty] | 0 | 31 | 0 | 0 | 63.7 | 0
| 0 | IEE03.3 | 12403.3 | 3" | 30 deg Tubed-El- 1.5D | R |  | Glv | E | 0 | 37.2 | 0 | 0% | 0 | 0 | [6 empty] | 0 | 34.5 | 0 | 0 | 36.5 | 0
| 0 | IEE04.3 | 12404.3 | 4" | 30 deg Tubed-El- 1.5D | R |  | Glv | S | 0 | 56.1 | 0 | 0% | 0 | 0 | [6 empty] | 0 | 34.5 | 0 | 0 | 55 | 0
| 0 | IEE05.3 | 12405.3 | 5" | 30 deg Tubed-El- 1.5D | R |  | Glv | S | 0 | 89.8 | 0 | 0% | 0 | 0 | [6 empty] | 0 | 34.5 | 0 | 0 | 88.05 | 0
| 0 | IEE06.3 | 12406.3 | 6" | 30 deg Tubed-El- 1.5D | R |  | Glv | S | 0 | 123.3 | 0 | 0% | 0 | 0 | [6 empty] | 0 | 34.5 | 0 | 0 | 120.9 | 0
| 0 | IEE08.3 | 12408.3 | 8" | 30 deg Tubed-El- 1.5D | R |  | Glv |  | 0 | 211.2 | 0 | 0% | 0 | 0 | [6 empty] | 0 | 34.5 | 0 | 0 | 207.1 | 0
| 0 | IEA07.3 | 12007.3 | 7" | 30 deg El- 1.5D Gored/Segmented | R |  | Glv | S | 0 | 59.2 | 0 | 0% | 0 | 0 | [6 empty] | 0 | 43.2 | 0 | 0 | 58 | 0
| 0 | IEA08.3 | 12008.3 | 8" | 30 deg El- 1.5D Gored/Segmented | R |  | Glv | E | 20 | 60.1 | 0 | 0% | 0 | 0 | [6 empty] | 0 | 43.8 | 0 | 0 | 58.9 | 0
| 0 | IEA09.3 | 12009.3 | 9" | 30 deg El- 1.5D Gored/Segmented | R |  | Glv | E | 20 | 62.3 | 0 | 0% | 0 | 0 | [6 empty] | 0 | 45.4 | 0 | 0 | 61.1 | 0
| 0 | IEA10.3 | 12010.3 | 10" | 30 deg El- 1.5D Gored/Segmented | R |  | Glv | E | 20 | 65 | 0 | 0% | 0 | 0 | [6 empty] | 0 | 47.5 | 0 | 0 | 63.7 | 0
| 0 | IEA11.3 | 12011.3 | 11" | 30 deg El- 1.5D Gored/Segmented | R |  | Glv | E | 20 | 65.8 | 0 | 0% | 0 | 0 | [6 empty] | 0 | 48 | 0 | 0 | 64.5 | 0
| 0 | IEA12.3 | 12012.3 | 12" | 30 deg El- 1.5D Gored/Segmented | R |  | Glv | E | 20 | 66.5 | 0 | 0% | 0 | 0 | [6 empty] | 0 | 48.5 | 0 | 0 | 65.2 | 0
| 0 | IEA13.3 | 12013.3 | 13" | 30 deg El- 1.5D Gored/Segmented | R |  | Glv | E | 20 | 70 | 0 | 0% | 0 | 0 | [6 empty] | 0 | 51.1 | 0 | 0 | 68.6 | 0
| 0 | IEA14.3 | 12014.3 | 14" | 30 deg El- 1.5D Gored/Segmented | R |  | Glv | E | 30 | 73.4 | 0 | 0% | 0 | 0 | [6 empty] | 0 | 53.6 | 0 | 0 | 72 | 0
| 0 | IEA15.3 | 12015.3 | 15" | 30 deg El- 1.5D Gored/Segmented | R |  | Glv | E | 30 | 77.6 | 0 | 0% | 0 | 0 | [6 empty] | 0 | 56.7 | 0 | 0 | 76.1 | 0
| 0 | IEA16.3 | 12016.3 | 16" | 30 deg El- 1.5D Gored/Segmented | R |  | Glv | E | 30 | 82 | 0 | 0% | 0 | 0 | [6 empty] | 0 | 59.8 | 0 | 0 | 80.4 | 0
| 0 | IEA17.3 | 12017.3 | 17" | 30 deg El- 1.5D Gored/Segmented | R |  | Glv | E | 30 | 85.5 | 0 | 0% | 0 | 0 | [6 empty] | 0 | 62.4 | 0 | 0 | 83.8 | 0
| 0 | IEA18.3 | 12018.3 | 18" | 30 deg El- 1.5D Gored/Segmented | R |  | Glv | E | 30 | 89.1 | 0 | 0% | 0 | 0 | [6 empty] | 0 | 65 | 0 | 0 | 87.4 | 0
| 0 | IEA19.3 | 12019.3 | 19" | 30 deg El- 1.5D Gored/Segmented | R |  | Glv | E | 30 | 96.7 | 0 | 0% | 0 | 0 | [6 empty] | 0 | 70.5 | 0 | 0 | 94.8 | 0
| 0 | IEA20.3 | 12020.3 | 20" | 30 deg El- 1.5D Gored/Segmented | R |  | Glv | E | 30 | 104.1 | 0 | 0% | 0 | 0 | [6 empty] | 0 | 76 | 0 | 0 | 102.1 | 0
| 0 | IEA22.3 | 12022.3 | 22" | 30 deg El- 1.5D Gored/Segmented | R |  | Glv | E | 30 | 119.1 | 0 | 0% | 0 | 0 | [6 empty] | 0 | 86.9 | 0 | 0 | 116.8 | 0
| 0 | IEA24.3 | 12024.3 | 24" | 30 deg El- 1.5D Gored/Segmented | R |  | Glv | E | 30 | 134.6 | 0 | 0% | 0 | 0 | [9 empty] | 0 | 132 | 0
| 0 | IEE03.90L | 12403.90L | 3" | 90 deg Tubed-El- 2.5D | R |  | Glv | E | 0 | 38.7 | 0 | 0% | 0 | 0 | [6 empty] | 0 | 47.57 | 0 | 0 | 37.9 | 0
| 0 | IEE04.90L | 12404.90L | 4" | 90 deg Tubed-El- 2.5D | R |  | Glv | S | 0 | 55.8 | 0 | 0% | 0 | 0 | [6 empty] | 0 | 47.57 | 0 | 0 | 54.7 | 0
| 0 | IEE05.90L | 12405.90L | 5" | 90 deg Tubed-El- 2.5D | R |  | Glv | S | 0 | 100 | 0 | 0% | 0 | 0 | [6 empty] | 0 | 71.45 | 0 | 0 | 98 | 0
| 0 | IEE06.90L | 12406.90L | 6" | 90 deg Tubed-El- 2.5D | R |  | Glv | S | 0 | 135.5 | 0 | 0% | 0 | 0 | [6 empty] | 0 | 91.13 | 0 | 0 | 132.8 | 0
| 0 | IEE08.90L | 12408.90L | 8" | 90 deg Tubed-El- 2.5D | R |  | Glv | S | 0 | 251.6 | 0 | 0% | 0 | 0 | [6 empty] | 0 | 91.13 | 0 | 0 | 246.7 | 0
| 0 | IEA07.90L | 12007.90L | 7" | 90 deg El- LR- 2.5D | R |  | Glv | S | 0 | 102.3 | 0 | 0% | 0 | 0 | [6 empty] | 0 | 48.5 | 0 | 0 | 100.3 | 0
| 0 | IEA08.90L | 12008.90L | 8" | 90 deg El- LR- 2.5D | R |  | Glv | E | 20 | 117.4 | 0 | 0% | 0 | 0 | [6 empty] | 0 | 85.7 | 0 | 0 | 115.1 | 0
| 0 | IEA09.90L | 12009.90L | 9" | 90 deg El- LR- 2.5D | R |  | Glv | E | 20 | 122.1 | 0 | 0% | 0 | 0 | [6 empty] | 0 | 89.2 | 0 | 0 | 119.7 | 0
| 0 | IEA10.90L | 12010.90L | 10" | 90 deg El- LR- 2.5D | R |  | Glv | E | 20 | 124.5 | 0 | 0% | 0 | 0 | [6 empty] | 0 | 90.9 | 0 | 0 | 122.1 | 0
| 0 | IEA11.90L | 12011.90L | 11" | 90 deg El- LR- 2.5D | R |  | Glv | E | 20 | 135.8 | 0 | 0% | 0 | 0 | [6 empty] | 0 | 99.1 | 0 | 0 | 133.1 | 0
| 0 | IEA12.90L | 12012.90L | 12" | 90 deg El- LR- 2.5D | R |  | Glv | E | 20 | 147.2 | 0 | 0% | 0 | 0 | [6 empty] | 0 | 107.4 | 0 | 0 | 144.3 | 0
| 0 | IEA13.90L | 12013.90L | 13" | 90 deg El- LR- 2.5D | R |  | Glv | E | 20 | 155.3 | 0 | 0% | 0 | 0 | [6 empty] | 0 | 113.3 | 0 | 0 | 152.3 | 0
| 0 | IEA14.90L | 12014.90L | 14" | 90 deg El- LR- 2.5D | R |  | Glv | E | 30 | 163.3 | 0 | 0% | 0 | 0 | [6 empty] | 0 | 119.2 | 0 | 0 | 160.1 | 0
| 0 | IEA15.90L | 12015.90L | 15" | 90 deg El- LR- 2.5D | R |  | Glv | E | 30 | 209.2 | 0 | 0% | 0 | 0 | [6 empty] | 0 | 152.7 | 0 | 0 | 205.1 | 0
| 0 | IEA16.90L | 12016.90L | 16" | 90 deg El- LR- 2.5D | R |  | Glv | E | 30 | 255.1 | 0 | 0% | 0 | 0 | [6 empty] | 0 | 186.2 | 0 | 0 | 250.1 | 0
| 0 | IEA17.90L | 12017.90L | 17" | 90 deg El- LR- 2.5D | R |  | Glv | E | 30 | 266.7 | 0 | 0% | 0 | 0 | [6 empty] | 0 | 194.7 | 0 | 0 | 261.5 | 0
| 0 | IEA18.90L | 12018.90L | 18" | 90 deg El- LR- 2.5D | R |  | Glv | E | 30 | 278.6 | 0 | 0% | 0 | 0 | [6 empty] | 0 | 203.3 | 0 | 0 | 273.1 | 0
| 0 | IEA19.90L | 12019.90L | 19" | 90 deg El- LR- 2.5D | R |  | Glv | E | 30 | 370.3 | 0 | 0% | 0 | 0 | [6 empty] | 0 | 270.2 | 0 | 0 | 363 | 0
| 0 | IEA20.90L | 12020.90L | 20" | 90 deg El- LR- 2.5D | R |  | Glv | E | 30 | 462 | 0 | 0% | 0 | 0 | [6 empty] | 0 | 337.2 | 0 | 0 | 452.9 | 0
| 0 | IEA22.90L | 12022.90L | 22" | 90 deg El- LR- 2.5D | R |  | Glv | E | 30 | 470.6 | 0 | 0% | 0 | 0 | [6 empty] | 0 | 343.5 | 0 | 0 | 461.4 | 0
| 0 | IEA24.90L | 12024.90L | 24" | 90 deg El- LR- 2.5D | R |  | Glv | E | 30 | 527.7 | 0 | 0% | 0 | 0 | [9 empty] | 0 | 517.4 | 0
| 0 | IEE03.60L | 12403.60L | 3" | 60 deg Tubed-El- 2.5D | R |  | Glv | E | 0 | 38.7 | 0 | 0% | 0 | 0 | [6 empty] | 0 | 47.57 | 0 | 0 | 37.9 | 0
| 0 | IEE04.60L | 12404.60L | 4" | 60 deg Tubed-El- 2.5D | R |  | Glv | S | 0 | 55.8 | 0 | 0% | 0 | 0 | [6 empty] | 0 | 47.57 | 0 | 0 | 54.7 | 0
| 0 | IEE05.60L | 12405.60L | 5" | 60 deg Tubed-El- 2.5D | R |  | Glv | S | 0 | 100 | 0 | 0% | 0 | 0 | [6 empty] | 0 | 71.45 | 0 | 0 | 98 | 0
| 0 | IEE06.60L | 12406.60L | 6" | 60 deg Tubed-El- 2.5D | R |  | Glv | S | 0 | 135.5 | 0 | 0% | 0 | 0 | [6 empty] | 0 | 91.13 | 0 | 0 | 132.8 | 0
| 0 | IEE08.60L | 12408.60L | 8" | 60 deg Tubed-El- 2.5D | R |  | Glv | S | 0 | 251.6 | 0 | 0% | 0 | 0 | [6 empty] | 0 | 91.13 | 0 | 0 | 246.7 | 0
| 0 | IEA07.60L | 12007.60L | 7" | 60 deg El- LR- 2.5D | R |  | Glv | S | 0 | 75.6 | 0 | 0% | 0 | 0 | [6 empty] | 0 | 48.5 | 0 | 0 | 74.1 | 0
| 0 | IEA08.60L | 12008.60L | 8" | 60 deg El- LR- 2.5D | R |  | Glv | E | 20 | 83.7 | 0 | 0% | 0 | 0 | [6 empty] | 0 | 65.9 | 0 | 0 | 82.1 | 0
| 0 | IEA09.60L | 12009.60L | 9" | 60 deg El- LR- 2.5D | R |  | Glv | E | 20 | 90 | 0 | 0% | 0 | 0 | [6 empty] | 0 | 70.8 | 0 | 0 | 88.2 | 0
| 0 | IEA10.60L | 12010.60L | 10" | 60 deg El- LR- 2.5D | R |  | Glv | E | 20 | 100.5 | 0 | 0% | 0 | 0 | [6 empty] | 0 | 79.1 | 0 | 0 | 98.5 | 0
| 0 | IEA11.60L | 12011.60L | 11" | 60 deg El- LR- 2.5D | R |  | Glv | E | 20 | 104.9 | 0 | 0% | 0 | 0 | [6 empty] | 0 | 82.6 | 0 | 0 | 102.8 | 0
| 0 | IEA12.60L | 12012.60L | 12" | 60 deg El- LR- 2.5D | R |  | Glv | E | 20 | 117.8 | 0 | 0% | 0 | 0 | [6 empty] | 0 | 86 | 0 | 0 | 115.5 | 0
| 0 | IEA13.60L | 12013.60L | 13" | 60 deg El- LR- 2.5D | R |  | Glv | E | 20 | 126.4 | 0 | 0% | 0 | 0 | [6 empty] | 0 | 92.3 | 0 | 0 | 123.9 | 0
| 0 | IEA14.60L | 12014.60L | 14" | 60 deg El- LR- 2.5D | R |  | Glv | E | 30 | 134.9 | 0 | 0% | 0 | 0 | [6 empty] | 0 | 98.5 | 0 | 0 | 132.3 | 0
| 0 | IEA15.60L | 12015.60L | 15" | 60 deg El- LR- 2.5D | R |  | Glv | E | 30 | 146.4 | 0 | 0% | 0 | 0 | [6 empty] | 0 | 106.8 | 0 | 0 | 143.5 | 0
| 0 | IEA16.60L | 12016.60L | 16" | 60 deg El- LR- 2.5D | R |  | Glv | E | 30 | 157.7 | 0 | 0% | 0 | 0 | [6 empty] | 0 | 115.1 | 0 | 0 | 154.6 | 0
| 0 | IEA17.60L | 12017.60L | 17" | 60 deg El- LR- 2.5D | R |  | Glv | E | 30 | 168.2 | 0 | 0% | 0 | 0 | [6 empty] | 0 | 122.8 | 0 | 0 | 164.9 | 0
| 0 | IEA18.60L | 12018.60L | 18" | 60 deg El- LR- 2.5D | R |  | Glv | E | 30 | 178.7 | 0 | 0% | 0 | 0 | [6 empty] | 0 | 130.4 | 0 | 0 | 175.2 | 0
| 0 | IEA19.60L | 12019.60L | 19" | 60 deg El- LR- 2.5D | R |  | Glv | E | 30 | 204.4 | 0 | 0% | 0 | 0 | [6 empty] | 0 | 149.2 | 0 | 0 | 200.4 | 0
| 0 | IEA20.60L | 12020.60L | 20" | 60 deg El- LR- 2.5D | R |  | Glv | E | 30 | 230.1 | 0 | 0% | 0 | 0 | [6 empty] | 0 | 167.9 | 0 | 0 | 225.6 | 0
| 0 | IEA22.60L | 12022.60L | 22" | 60 deg El- LR- 2.5D | R |  | Glv | E | 30 | 271.8 | 0 | 0% | 0 | 0 | [6 empty] | 0 | 198.4 | 0 | 0 | 266.5 | 0
| 0 | IEA24.60L | 12024.60L | 24" | 60 deg El- LR- 2.5D | R |  | Glv | E | 30 | 323.1 | 0 | 0% | 0 | 0 | [9 empty] | 0 | 316.8 | 0
| 0 | IEE03.45L | 12403.45L | 3" | 45 deg Tubed El- 2.5D | R |  | Glv | S | 0 | 32.8 | 0 | 0% | 0 | 0 | [6 empty] | 0 | 41.1 | 0 | 0 | 32.2 | 0
| 0 | IEE04.45L | 12404.45L | 4" | 45 deg Tubed El- 2.5D | R |  | Glv | S | 0 | 49.6 | 0 | 0% | 0 | 0 | [6 empty] | 0 | 41.1 | 0 | 0 | 48.6 | 0
| 0 | IEE05.45L | 12405.45L | 5" | 45 deg Tubed El- 2.5D | R |  | Glv | S | 0 | 79.1 | 0 | 0% | 0 | 0 | [6 empty] | 0 | 54.49 | 0 | 0 | 77.5 | 0
| 0 | IEE06.45L | 12406.45L | 6" | 45 deg Tubed El- 2.5D | R |  | Glv | S | 0 | 104.8 | 0 | 0% | 0 | 0 | [6 empty] | 0 | 115.66 | 0 | 0 | 102.7 | 0
| 0 | IEE08.45L | 12408.45L | 8" | 45 deg Tubed El- 2.5D | R |  | Glv | S | 0 | 199.3 | 0 | 0% | 0 | 0 | [6 empty] | 0 | 91.13 | 0 | 0 | 195.4 | 0
| 0 | IEA07.45L | 12007.45L | 7" | 45 deg El- LR-2.5D | R |  | Glv | S | 0 | 81.8 | 0 | 0% | 0 | 0 | [6 empty] | 0 | 66.6 | 0 | 0 | 80.2 | 0
| 0 | IEA08.45L | 12008.45L | 8" | 45 deg El- LR-2.5D | R |  | Glv | E | 20 | 91.5 | 0 | 0% | 0 | 0 | [6 empty] | 0 | 59.7 | 0 | 0 | 89.7 | 0
| 0 | IEA09.45L | 12009.45L | 9" | 45 deg El- LR-2.5D | R |  | Glv | E | 20 | 97 | 0 | 0% | 0 | 0 | [6 empty] | 0 | 70.8 | 0 | 0 | 95.1 | 0
| 0 | IEA10.45L | 12010.45L | 10" | 45 deg El- LR-2.5D | R |  | Glv | E | 20 | 108.4 | 0 | 0% | 0 | 0 | [6 empty] | 0 | 79.1 | 0 | 0 | 106.3 | 0
| 0 | IEA11.45L | 12011.45L | 11" | 45 deg El- LR-2.5D | R |  | Glv | E | 20 | 113.1 | 0 | 0% | 0 | 0 | [6 empty] | 0 | 82.6 | 0 | 0 | 110.9 | 0
| 0 | IEA12.45L | 12012.45L | 12" | 45 deg El- LR-2.5D | R |  | Glv | E | 20 | 117.8 | 0 | 0% | 0 | 0 | [6 empty] | 0 | 86 | 0 | 0 | 115.5 | 0
| 0 | IEA13.45L | 12013.45L | 13" | 45 deg El- LR-2.5D | R |  | Glv | E | 20 | 126.4 | 0 | 0% | 0 | 0 | [6 empty] | 0 | 92.3 | 0 | 0 | 123.9 | 0
| 0 | IEA14.45L | 12014.45L | 14" | 45 deg El- LR-2.5D | R |  | Glv | E | 30 | 134.9 | 0 | 0% | 0 | 0 | [6 empty] | 0 | 98.5 | 0 | 0 | 132.3 | 0
| 0 | IEA15.45L | 12015.45L | 15" | 45 deg El- LR-2.5D | R |  | Glv | E | 30 | 146.4 | 0 | 0% | 0 | 0 | [6 empty] | 0 | 106.8 | 0 | 0 | 143.5 | 0
| 0 | IEA16.45L | 12016.45L | 16" | 45 deg El- LR-2.5D | R |  | Glv | E | 30 | 157.7 | 0 | 0% | 0 | 0 | [6 empty] | 0 | 115.1 | 0 | 0 | 154.6 | 0
| 0 | IEA17.45L | 12017.45L | 17" | 45 deg El- LR-2.5D | R |  | Glv | E | 30 | 168.2 | 0 | 0% | 0 | 0 | [6 empty] | 0 | 122.8 | 0 | 0 | 164.9 | 0
| 0 | IEA18.45L | 12018.45L | 18" | 45 deg El- LR-2.5D | R |  | Glv | E | 30 | 178.7 | 0 | 0% | 0 | 0 | [6 empty] | 0 | 130.4 | 0 | 0 | 175.2 | 0
| 0 | IEA19.45L | 12019.45L | 19" | 45 deg El- LR-2.5D | R |  | Glv | E | 30 | 204.4 | 0 | 0% | 0 | 0 | [6 empty] | 0 | 149.2 | 0 | 0 | 200.4 | 0
| 0 | IEA20.45L | 12020.45L | 20" | 45 deg El- LR-2.5D | R |  | Glv | E | 30 | 230.1 | 0 | 0% | 0 | 0 | [6 empty] | 0 | 167.9 | 0 | 0 | 225.6 | 0
| 0 | IEA22.45L | 12022.45L | 22" | 45 deg El- LR-2.5D | R |  | Glv | E | 30 | 271.8 | 0 | 0% | 0 | 0 | [6 empty] | 0 | 198.4 | 0 | 0 | 266.5 | 0
| 0 | IEA24.45L | 12024.45L | 24" | 45 deg El- LR-2.5D | R |  | Glv | E | 30 | 323.1 | 0 | 0% | 0 | 0 | [9 empty] | 0 | 316.8 | 0
| 0 | IEE03.30L | 12403.30L | 3" | 30 deg Tubed El- 2.5D | R |  | Glv | S | 0 | 32.8 | 0 | 0% | 0 | 0 | [6 empty] | 0 | 47.57 | 0 | 0 | 32.2 | 0
| 0 | IEE04.30L | 12404.30L | 4" | 30 deg Tubed El- 2.5D | R |  | Glv | S | 0 | 49.6 | 0 | 0% | 0 | 0 | [6 empty] | 0 | 47.57 | 0 | 0 | 48.6 | 0
| 0 | IEE05.30L | 12405.30L | 5" | 30 deg Tubed El- 2.5D | R |  | Glv | S | 0 | 79.1 | 0 | 0% | 0 | 0 | [6 empty] | 0 | 71.45 | 0 | 0 | 77.5 | 0
| 0 | IEE06.30L | 12406.30L | 6" | 30 deg Tubed El- 2.5D | R |  | Glv | S | 0 | 104.8 | 0 | 0% | 0 | 0 | [6 empty] | 0 | 91.13 | 0 | 0 | 102.7 | 0
| 0 | IEE08.30L | 12408.30L | 8" | 30 deg Tubed El- 2.5D | R |  | Glv |  |  | 199.3 | 0 | 0% | 0 | 0 | [6 empty] | 0 | 91.13 | 0 | 0 | 195.4 | 0
| 0 | IEA07.30L | 12007.30L | 7" | 30 deg El- LR-2.5D | R |  | Glv | S | 0 | 56.7 | 0 | 0% | 0 | 0 | [6 empty] | 0 | 44.7 | 0 | 0 | 55.6 | 0
| 0 | IEA08.30L | 12008.30L | 8" | 30 deg El- LR-2.5D | R |  | Glv | E | 20 | 65.6 | 0 | 0% | 0 | 0 | [6 empty] | 0 | 51.7 | 0 | 0 | 64.3 | 0
| 0 | IEA09.30L | 12009.30L | 9" | 30 deg El- LR-2.5D | R |  | Glv | E | 20 | 69.2 | 0 | 0% | 0 | 0 | [6 empty] | 0 | 54.5 | 0 | 0 | 67.8 | 0
| 0 | IEA10.30L | 12010.30L | 10" | 30 deg El- LR-2.5D | R |  | Glv | E | 20 | 71.8 | 0 | 0% | 0 | 0 | [6 empty] | 0 | 56.5 | 0 | 0 | 70.4 | 0
| 0 | IEA11.30L | 12011.30L | 11" | 30 deg El- LR-2.5D | R |  | Glv | E | 20 | 74.5 | 0 | 0% | 0 | 0 | [6 empty] | 0 | 58.6 | 0 | 0 | 73 | 0
| 0 | IEA12.30L | 12012.30L | 12" | 30 deg El- LR-2.5D | R |  | Glv | E | 20 | 83.1 | 0 | 0% | 0 | 0 | [6 empty] | 0 | 60.7 | 0 | 0 | 81.5 | 0
| 0 | IEA13.30L | 12013.30L | 13" | 30 deg El- LR-2.5D | R |  | Glv | E | 20 | 85.9 | 0 | 0% | 0 | 0 | [6 empty] | 0 | 62.7 | 0 | 0 | 84.2 | 0
| 0 | IEA14.30L | 12014.30L | 14" | 30 deg El- LR-2.5D | R |  | Glv | E | 30 | 88.6 | 0 | 0% | 0 | 0 | [6 empty] | 0 | 64.7 | 0 | 0 | 86.9 | 0
| 0 | IEA15.30L | 12015.30L | 15" | 30 deg El- LR-2.5D | R |  | Glv | E | 30 | 92.9 | 0 | 0% | 0 | 0 | [6 empty] | 0 | 67.8 | 0 | 0 | 91.1 | 0
| 0 | IEA16.30L | 12016.30L | 16" | 30 deg El- LR-2.5D | R |  | Glv | E | 30 | 97.1 | 0 | 0% | 0 | 0 | [6 empty] | 0 | 70.9 | 0 | 0 | 95.2 | 0
| 0 | IEA17.30L | 12017.30L | 17" | 30 deg El- LR-2.5D | R |  | Glv | E | 30 | 103 | 0 | 0% | 0 | 0 | [6 empty] | 0 | 75.2 | 0 | 0 | 101 | 0
| 0 | IEA18.30L | 12018.30L | 18" | 30 deg El- LR-2.5D | R |  | Glv | E | 30 | 108.8 | 0 | 0% | 0 | 0 | [6 empty] | 0 | 79.4 | 0 | 0 | 106.7 | 0
| 0 | IEA19.30L | 12019.30L | 19" | 30 deg El- LR-2.5D | R |  | Glv | E | 30 | 118.1 | 0 | 0% | 0 | 0 | [6 empty] | 0 | 86.2 | 0 | 0 | 115.8 | 0
| 0 | IEA20.30L | 12020.30L | 20" | 30 deg El- LR-2.5D | R |  | Glv | E | 30 | 127.4 | 0 | 0% | 0 | 0 | [6 empty] | 0 | 93 | 0 | 0 | 124.9 | 0
| 0 | IEA22.30L | 12022.30L | 22" | 30 deg El- LR-2.5D | R |  | Glv | E | 30 | 145.4 | 0 | 0% | 0 | 0 | [6 empty] | 0 | 106.1 | 0 | 0 | 142.5 | 0
| 0 | IEA24.30L | 12024.30L | 24" | 30 deg El- LR-2.5D | R |  | Glv | E | 30 | 176.7 | 0 | 0% | 0 | 0 | [9 empty] | 0 | 173.2 | 0
| 0 | IEB03.9 | 12103.9 | 3" | 90 deg K&B Non-Welded 1.5D | R |  | Glv | E | 10 | 24.4 | 0 | 0% | 0 | 0 | [6 empty] | 0 | 16 | 0 | 0 | 23.9 | 0
| 0 | IEB04.9 | 12104.9 | 4" | 90 deg K&B Non-Welded 1.5D | R |  | Glv | E | 10 | 25 | 0 | 0% | 0 | 0 | [6 empty] | 0 | 16.3 | 0 | 0 | 24.5 | 0
| 0 | IEB05.9 | 12105.9 | 5" | 90 deg K&B Non-Welded 1.5D | R |  | Glv | E | 10 | 30.2 | 0 | 0% | 0 | 0 | [6 empty] | 0 | 19.8 | 0 | 0 | 29.6 | 0
| 0 | IEB06.9 | 12106.9 | 6" | 90 deg K&B Non-Welded 1.5D | R |  | Glv | E | 10 | 34.4 | 0 | 0% | 0 | 0 | [6 empty] | 0 | 22.6 | 0 | 0 | 33.7 | 0
| 0 | IEB07.9 | 12107.9 | 7" | 90 deg K&B Non-Welded 1.5D | R |  | Glv | E | 10 | 41.8 | 0 | 0% | 0 | 0 | [6 empty] | 0 | 27.3 | 0 | 0 | 41 | 0
| 0 | IEB08.9 | 12108.9 | 8" | 90 deg K&B Non-Welded 1.5D | R |  | Glv | E | 10 | 48.9 | 0 | 0% | 0 | 0 | [6 empty] | 0 | 32 | 0 | 0 | 47.9 | 0
| 0 | IEB09.9 | 12109.9 | 9" | 90 deg K&B Non-Welded 1.5D | R |  | Glv | E | 10 | 68.6 | 0 | 0% | 0 | 0 | [6 empty] | 0 | 45 | 0 | 0 | 67.3 | 0
| 0 | IEB10.9 | 12110.9 | 10" | 90 deg K&B Non-Welded 1.5D | R |  | Glv | E | 10 | 82.6 | 0 | 0% | 0 | 0 | [6 empty] | 0 | 54.1 | 0 | 0 | 81 | 0
| 0 | IEB11.9 | 12111.9 | 11" | 90 deg K&B Non-Welded 1.5D | R |  | Glv | E | 10 | 90.7 | 0 | 0% | 0 | 0 | [6 empty] | 0 | 59.4 | 0 | 0 | 88.9 | 0
| 0 | IEB12.9 | 12112.9 | 12" | 90 deg K&B Non-Welded 1.5D | R |  | Glv | E | 10 | 98.6 | 0 | 0% | 0 | 0 | [6 empty] | 0 | 64.6 | 0 | 0 | 96.7 | 0
| 0 | IEB13.9 | 12113.9 | 13" | 90 deg K&B Non-Welded 1.5D | R |  | Glv | E | 10 | 102.2 | 0 | 0% | 0 | 0 | [6 empty] | 0 | 67 | 0 | 0 | 100.2 | 0
| 0 | IEB14.9 | 12114.9 | 14" | 90 deg K&B Non-Welded 1.5D | R |  | Glv | E | 10 | 105.4 | 0 | 0% | 0 | 0 | [6 empty] | 0 | 69.1 | 0 | 0 | 103.3 | 0
| 0 | IEB15.9 | 12115.9 | 15" | 90 deg K&B Non-Welded 1.5D | R |  | Glv | E | 10 | 109.3 | 0 | 0% | 0 | 0 | [6 empty] | 0 | 71.7 | 0 | 0 | 107.2 | 0
| 0 | IEB03.6 | 12103.6 | 3" | 60 deg K&B Non-Welded 1.5D | R |  | Glv | E | 10 | 22 | 0 | 0% | 0 | 0 | [6 empty] | 0 | 14.5 | 0 | 0 | 21.6 | 0
| 0 | IEB04.6 | 12104.6 | 4" | 60 deg K&B Non-Welded 1.5D | R |  | Glv | E | 10 | 23.1 | 0 | 0% | 0 | 0 | [6 empty] | 0 | 15.1 | 0 | 0 | 22.6 | 0
| 0 | IEB05.6 | 12105.6 | 5" | 60 deg K&B Non-Welded 1.5D | R |  | Glv | E | 10 | 26.9 | 0 | 0% | 0 | 0 | [6 empty] | 0 | 17.6 | 0 | 0 | 26.4 | 0
| 0 | IEB06.6 | 12106.6 | 6" | 60 deg K&B Non-Welded 1.5D | R |  | Glv | E | 10 | 31.4 | 0 | 0% | 0 | 0 | [6 empty] | 0 | 20.6 | 0 | 0 | 30.8 | 0
| 0 | IEB07.6 | 12107.6 | 7" | 60 deg K&B Non-Welded 1.5D | R |  | Glv | E | 10 | 36.6 | 0 | 0% | 0 | 0 | [6 empty] | 0 | 24 | 0 | 0 | 35.9 | 0
| 0 | IEB08.6 | 12108.6 | 8" | 60 deg K&B Non-Welded 1.5D | R |  | Glv | E | 10 | 45.1 | 0 | 0% | 0 | 0 | [6 empty] | 0 | 29.6 | 0 | 0 | 44.2 | 0
| 0 | IEB09.6 | 12109.6 | 9" | 60 deg K&B Non-Welded 1.5D | R |  | Glv | E | 10 | 53.1 | 0 | 0% | 0 | 0 | [6 empty] | 0 | 34.8 | 0 | 0 | 52.1 | 0
| 0 | IEB10.6 | 12110.6 | 10" | 60 deg K&B Non-Welded 1.5D | R |  | Glv | E | 10 | 63.2 | 0 | 0% | 0 | 0 | [6 empty] | 0 | 41.4 | 0 | 0 | 62 | 0
| 0 | IEB11.6 | 12111.6 | 11" | 60 deg K&B Non-Welded 1.5D | R |  | Glv | E | 10 | 71.5 | 0 | 0% | 0 | 0 | [6 empty] | 0 | 46.8 | 0 | 0 | 70.1 | 0
| 0 | IEB12.6 | 12112.6 | 12" | 60 deg K&B Non-Welded 1.5D | R |  | Glv | E | 10 | 80.2 | 0 | 0% | 0 | 0 | [6 empty] | 0 | 52.6 | 0 | 0 | 78.6 | 0
| 0 | IEB13.6 | 12113.6 | 13" | 60 deg K&B Non-Welded 1.5D | R |  | Glv | E | 10 | 88.7 | 0 | 0% | 0 | 0 | [6 empty] | 0 | 58.2 | 0 | 0 | 87 | 0
| 0 | IEB14.6 | 12114.6 | 14" | 60 deg K&B Non-Welded 1.5D | R |  | Glv | E | 10 | 97 | 0 | 0% | 0 | 0 | [6 empty] | 0 | 63.6 | 0 | 0 | 95.1 | 0
| 0 | IEB15.6 | 12115.6 | 15" | 60 deg K&B Non-Welded 1.5D | R |  | Glv | E | 10 | 105.6 | 0 | 0% | 0 | 0 | [6 empty] | 0 | 69.2 | 0 | 0 | 103.5 | 0
| 0 | IEB03.45 | 12103.45 | 3" | 45 deg K&B Non-Welded 1.5D | R |  | Glv | E | 10 | 16.1 | 0 | 0% | 0 | 0 | [6 empty] | 0 | 10.5 | 0 | 0 | 15.8 | 0
| 0 | IEB04.45 | 12104.45 | 4" | 45 deg K&B Non-Welded 1.5D | R |  | Glv | E | 10 | 17.2 | 0 | 0% | 0 | 0 | [6 empty] | 0 | 11.3 | 0 | 0 | 16.9 | 0
| 0 | IEB05.45 | 12105.45 | 5" | 45 deg K&B Non-Welded 1.5D | R |  | Glv | E | 10 | 20.8 | 0 | 0% | 0 | 0 | [6 empty] | 0 | 13.6 | 0 | 0 | 20.4 | 0
| 0 | IEB06.45 | 12106.45 | 6" | 45 deg K&B Non-Welded 1.5D | R |  | Glv | E | 10 | 23.2 | 0 | 0% | 0 | 0 | [6 empty] | 0 | 15.2 | 0 | 0 | 22.7 | 0
| 0 | IEB07.45 | 12107.45 | 7" | 45 deg K&B Non-Welded 1.5D | R |  | Glv | E | 10 | 26.8 | 0 | 0% | 0 | 0 | [6 empty] | 0 | 17.5 | 0 | 0 | 26.3 | 0
| 0 | IEB08.45 | 12108.45 | 8" | 45 deg K&B Non-Welded 1.5D | R |  | Glv | E | 10 | 30.8 | 0 | 0% | 0 | 0 | [6 empty] | 0 | 20.2 | 0 | 0 | 30.2 | 0
| 0 | IEB09.45 | 12109.45 | 9" | 45 deg K&B Non-Welded 1.5D | R |  | Glv | E | 10 | 39.4 | 0 | 0% | 0 | 0 | [6 empty] | 0 | 25.8 | 0 | 0 | 38.6 | 0
| 0 | IEB10.45 | 12110.45 | 10" | 45 deg K&B Non-Welded 1.5D | R |  | Glv | E | 10 | 48.2 | 0 | 0% | 0 | 0 | [6 empty] | 0 | 31.6 | 0 | 0 | 47.3 | 0
| 0 | IEB11.45 | 12111.45 | 11" | 45 deg K&B Non-Welded 1.5D | R |  | Glv | E | 10 | 57.1 | 0 | 0% | 0 | 0 | [6 empty] | 0 | 37.4 | 0 | 0 | 56 | 0
| 0 | IEB12.45 | 12112.45 | 12" | 45 deg K&B Non-Welded 1.5D | R |  | Glv | E | 10 | 65.6 | 0 | 0% | 0 | 0 | [6 empty] | 0 | 42.9 | 0 | 0 | 64.3 | 0
| 0 | IEB13.45 | 12113.45 | 13" | 45 deg K&B Non-Welded 1.5D | R |  | Glv | E | 10 | 69.3 | 0 | 0% | 0 | 0 | [6 empty] | 0 | 45.4 | 0 | 0 | 67.9 | 0
| 0 | IEB14.45 | 12114.45 | 14" | 45 deg K&B Non-Welded 1.5D | R |  | Glv | E | 10 | 73.3 | 0 | 0% | 0 | 0 | [6 empty] | 0 | 48.1 | 0 | 0 | 71.9 | 0
| 0 | IEB15.45 | 12115.45 | 15" | 45 deg K&B Non-Welded 1.5D | R |  | Glv | E | 10 | 77.6 | 0 | 0% | 0 | 0 | [6 empty] | 0 | 50.8 | 0 | 0 | 76.1 | 0
| 0 | IEB03.3 | 12103.3 | 3" | 30 deg K&B Non-Welded 1.5D | R |  | Glv | E | 10 | 16.1 | 0 | 0% | 0 | 0 | [6 empty] | 0 | 10.5 | 0 | 0 | 15.8 | 0
| 0 | IEB04.3 | 12104.3 | 4" | 30 deg K&B Non-Welded 1.5D | R |  | Glv | E | 10 | 17.2 | 0 | 0% | 0 | 0 | [6 empty] | 0 | 11.3 | 0 | 0 | 16.9 | 0
| 0 | IEB05.3 | 12105.3 | 5" | 30 deg K&B Non-Welded 1.5D | R |  | Glv | E | 10 | 20.8 | 0 | 0% | 0 | 0 | [6 empty] | 0 | 13.6 | 0 | 0 | 20.4 | 0
| 0 | IEB06.3 | 12106.3 | 6" | 30 deg K&B Non-Welded 1.5D | R |  | Glv | E | 10 | 23.2 | 0 | 0% | 0 | 0 | [6 empty] | 0 | 15.2 | 0 | 0 | 22.7 | 0
| 0 | IEB07.3 | 12107.3 | 7" | 30 deg K&B Non-Welded 1.5D | R |  | Glv | E | 10 | 26.8 | 0 | 0% | 0 | 0 | [6 empty] | 0 | 17.5 | 0 | 0 | 26.3 | 0
| 0 | IEB08.3 | 12108.3 | 8" | 30 deg K&B Non-Welded 1.5D | R |  | Glv | E | 10 | 30.8 | 0 | 0% | 0 | 0 | [6 empty] | 0 | 20.2 | 0 | 0 | 30.2 | 0
| 0 | IEB09.3 | 12109.3 | 9" | 30 deg K&B Non-Welded 1.5D | R |  | Glv | E | 10 | 39.4 | 0 | 0% | 0 | 0 | [6 empty] | 0 | 25.8 | 0 | 0 | 38.6 | 0
| 0 | IEB10.3 | 12110.3 | 10" | 30 deg K&B Non-Welded 1.5D | R |  | Glv | E | 10 | 48.2 | 0 | 0% | 0 | 0 | [6 empty] | 0 | 31.6 | 0 | 0 | 47.3 | 0
| 0 | IEB11.3 | 12111.3 | 11" | 30 deg K&B Non-Welded 1.5D | R |  | Glv | E | 10 | 57.1 | 0 | 0% | 0 | 0 | [6 empty] | 0 | 37.4 | 0 | 0 | 56 | 0
| 0 | IEB12.3 | 12112.3 | 12" | 30 deg K&B Non-Welded 1.5D | R |  | Glv | E | 10 | 65.6 | 0 | 0% | 0 | 0 | [6 empty] | 0 | 42.9 | 0 | 0 | 64.3 | 0
| 0 | IEB13.3 | 12113.3 | 13" | 30 deg K&B Non-Welded 1.5D | R |  | Glv | E | 10 | 69.3 | 0 | 0% | 0 | 0 | [6 empty] | 0 | 45.4 | 0 | 0 | 67.9 | 0
| 0 | IEB14.3 | 12114.3 | 14" | 30 deg K&B Non-Welded 1.5D | R |  | Glv | E | 10 | 73.3 | 0 | 0% | 0 | 0 | [6 empty] | 0 | 48.1 | 0 | 0 | 71.9 | 0
| 0 | IEB15.3 | 12115.3 | 15" | 30 deg K&B Non-Welded 1.5D | R |  | Glv | E | 10 | 77.6 | 0 | 0% | 0 | 0 | [6 empty] | 0 | 50.8 | 0 | 0 | 76.1 | 0
| 0 | IEB03.90L | 12103.90L | 3" | 90 deg K&B Non-Welded 2.5D | R |  | Glv | E | 10 | 24.4 | 0 | 0% | 0 | 0 | [6 empty] | 0 | 16 | 0 | 0 | 23.9 | 0
| 0 | IEB04.90L | 12104.90L | 4" | 90 deg K&B Non-Welded 2.5D | R |  | Glv | E | 10 | 25 | 0 | 0% | 0 | 0 | [6 empty] | 0 | 16.3 | 0 | 0 | 24.5 | 0
| 0 | IEB05.90L | 12105.90L | 5" | 90 deg K&B Non-Welded 2.5D | R |  | Glv | E | 10 | 30.2 | 0 | 0% | 0 | 0 | [6 empty] | 0 | 19.8 | 0 | 0 | 29.6 | 0
| 0 | IEB06.90L | 12106.90L | 6" | 90 deg K&B Non-Welded 2.5D | R |  | Glv | E | 10 | 34.4 | 0 | 0% | 0 | 0 | [6 empty] | 0 | 22.6 | 0 | 0 | 33.7 | 0
| 0 | IEB07.90L | 12107.90L | 7" | 90 deg K&B Non-Welded 2.5D | R |  | Glv | E | 10 | 41.8 | 0 | 0% | 0 | 0 | [6 empty] | 0 | 27.3 | 0 | 0 | 41 | 0
| 0 | IEB08.90L | 12108.90L | 8" | 90 deg K&B Non-Welded 2.5D | R |  | Glv | E | 10 | 48.9 | 0 | 0% | 0 | 0 | [6 empty] | 0 | 32 | 0 | 0 | 47.9 | 0
| 0 | IEB09.90L | 12109.90L | 9" | 90 deg K&B Non-Welded 2.5D | R |  | Glv | E | 10 | 68.6 | 0 | 0% | 0 | 0 | [6 empty] | 0 | 45 | 0 | 0 | 67.3 | 0
| 0 | IEB10.90L | 12110.90L | 10" | 90 deg K&B Non-Welded 2.5D | R |  | Glv | E | 10 | 82.6 | 0 | 0% | 0 | 0 | [6 empty] | 0 | 54.1 | 0 | 0 | 81 | 0
| 0 | IEB11.90L | 12111.90L | 11" | 90 deg K&B Non-Welded 2.5D | R |  | Glv | E | 10 | 90.7 | 0 | 0% | 0 | 0 | [6 empty] | 0 | 59.4 | 0 | 0 | 88.9 | 0
| 0 | IEB12.90L | 12112.90L | 12" | 90 deg K&B Non-Welded 2.5D | R |  | Glv | E | 10 | 98.6 | 0 | 0% | 0 | 0 | [6 empty] | 0 | 64.6 | 0 | 0 | 96.7 | 0
| 0 | IEB13.90L | 12113.90L | 13" | 90 deg K&B Non-Welded 2.5D | R |  | Glv | E | 10 | 102.2 | 0 | 0% | 0 | 0 | [6 empty] | 0 | 67 | 0 | 0 | 100.2 | 0
| 0 | IEB14.90L | 12114.90L | 14" | 90 deg K&B Non-Welded 2.5D | R |  | Glv | E | 10 | 105.4 | 0 | 0% | 0 | 0 | [6 empty] | 0 | 69.1 | 0 | 0 | 103.3 | 0
| 0 | IEB15.90L | 12115.90L | 15" | 90 deg K&B Non-Welded 2.5D | R |  | Glv | E | 10 | 109.3 | 0 | 0% | 0 | 0 | [6 empty] | 0 | 71.7 | 0 | 0 | 107.2 | 0
| 0 | IEB03.60L | 12103.60L | 3" | 60 deg K&B Non-Welded 2.5D | R |  | Glv | E | 10 | 22.6 | 0 | 0% | 0 | 0 | [6 empty] | 0 | 14.75 | 0 | 0 | 22.2 | 0
| 0 | IEB04.60L | 12104.60L | 4" | 60 deg K&B Non-Welded 2.5D | R |  | Glv | E | 10 | 23.1 | 0 | 0% | 0 | 0 | [6 empty] | 0 | 15.1 | 0 | 0 | 22.6 | 0
| 0 | IEB05.60L | 12105.60L | 5" | 60 deg K&B Non-Welded 2.5D | R |  | Glv | E | 10 | 26.9 | 0 | 0% | 0 | 0 | [6 empty] | 0 | 17.6 | 0 | 0 | 26.4 | 0
| 0 | IEB06.60L | 12106.60L | 6" | 60 deg K&B Non-Welded 2.5D | R |  | Glv | E | 10 | 31.4 | 0 | 0% | 0 | 0 | [6 empty] | 0 | 20.6 | 0 | 0 | 30.8 | 0
| 0 | IEB07.60L | 12107.60L | 7" | 60 deg K&B Non-Welded 2.5D | R |  | Glv | E | 10 | 36.6 | 0 | 0% | 0 | 0 | [6 empty] | 0 | 24 | 0 | 0 | 35.9 | 0
| 0 | IEB08.60L | 12108.60L | 8" | 60 deg K&B Non-Welded 2.5D | R |  | Glv | E | 10 | 45.1 | 0 | 0% | 0 | 0 | [6 empty] | 0 | 29.6 | 0 | 0 | 44.2 | 0
| 0 | IEB09.60L | 12109.60L | 9" | 60 deg K&B Non-Welded 2.5D | R |  | Glv | E | 10 | 53.1 | 0 | 0% | 0 | 0 | [6 empty] | 0 | 34.8 | 0 | 0 | 52.1 | 0
| 0 | IEB10.60L | 12110.60L | 10" | 60 deg K&B Non-Welded 2.5D | R |  | Glv | E | 10 | 63.2 | 0 | 0% | 0 | 0 | [6 empty] | 0 | 41.4 | 0 | 0 | 62 | 0
| 0 | IEB11.60L | 12111.60L | 11" | 60 deg K&B Non-Welded 2.5D | R |  | Glv | E | 10 | 71.5 | 0 | 0% | 0 | 0 | [6 empty] | 0 | 46.8 | 0 | 0 | 70.1 | 0
| 0 | IEB12.60L | 12112.60L | 12" | 60 deg K&B Non-Welded 2.5D | R |  | Glv | E | 10 | 80.2 | 0 | 0% | 0 | 0 | [6 empty] | 0 | 52.6 | 0 | 0 | 78.6 | 0
| 0 | IEB13.60L | 12113.60L | 13" | 60 deg K&B Non-Welded 2.5D | R |  | Glv | E | 10 | 88.7 | 0 | 0% | 0 | 0 | [6 empty] | 0 | 58.2 | 0 | 0 | 87 | 0
| 0 | IEB14.60L | 12114.60L | 14" | 60 deg K&B Non-Welded 2.5D | R |  | Glv | E | 10 | 97 | 0 | 0% | 0 | 0 | [6 empty] | 0 | 63.6 | 0 | 0 | 95.1 | 0
| 0 | IEB15.60L | 12115.60L | 15" | 60 deg K&B Non-Welded 2.5D | R |  | Glv | E | 10 | 105.6 | 0 | 0% | 0 | 0 | [6 empty] | 0 | 69.2 | 0 | 0 | 103.5 | 0
| 0 | IEB03.45L | 12103.45L | 3" | 45 deg K&B Non-Welded 2.5D | R |  | Glv | E | 10 | 16.1 | 0 | 0% | 0 | 0 | [6 empty] | 0 | 10.5 | 0 | 0 | 15.8 | 0
| 0 | IEB04.45L | 12104.45L | 4" | 45 deg K&B Non-Welded 2.5D | R |  | Glv | E | 10 | 17.2 | 0 | 0% | 0 | 0 | [6 empty] | 0 | 11.3 | 0 | 0 | 16.9 | 0
| 0 | IEB05.45L | 12105.45L | 5" | 45 deg K&B Non-Welded 2.5D | R |  | Glv | E | 10 | 20.8 | 0 | 0% | 0 | 0 | [6 empty] | 0 | 13.6 | 0 | 0 | 20.4 | 0
| 0 | IEB06.45L | 12106.45L | 6" | 45 deg K&B Non-Welded 2.5D | R |  | Glv | E | 10 | 23.2 | 0 | 0% | 0 | 0 | [6 empty] | 0 | 15.2 | 0 | 0 | 22.7 | 0
| 0 | IEB07.45L | 12107.45L | 7" | 45 deg K&B Non-Welded 2.5D | R |  | Glv | E | 10 | 26.8 | 0 | 0% | 0 | 0 | [6 empty] | 0 | 17.5 | 0 | 0 | 26.3 | 0
| 0 | IEB08.45L | 12108.45L | 8" | 45 deg K&B Non-Welded 2.5D | R |  | Glv | E | 10 | 30.8 | 0 | 0% | 0 | 0 | [6 empty] | 0 | 20.2 | 0 | 0 | 30.2 | 0
| 0 | IEB09.45L | 12109.45L | 9" | 45 deg K&B Non-Welded 2.5D | R |  | Glv | E | 10 | 39.4 | 0 | 0% | 0 | 0 | [6 empty] | 0 | 25.8 | 0 | 0 | 38.6 | 0
| 0 | IEB10.45L | 12110.45L | 10" | 45 deg K&B Non-Welded 2.5D | R |  | Glv | E | 10 | 48.2 | 0 | 0% | 0 | 0 | [6 empty] | 0 | 31.6 | 0 | 0 | 47.3 | 0
| 0 | IEB11.45L | 12111.45L | 11" | 45 deg K&B Non-Welded 2.5D | R |  | Glv | E | 10 | 57.1 | 0 | 0% | 0 | 0 | [6 empty] | 0 | 37.4 | 0 | 0 | 56 | 0
| 0 | IEB12.45L | 12112.45L | 12" | 45 deg K&B Non-Welded 2.5D | R |  | Glv | E | 10 | 65.6 | 0 | 0% | 0 | 0 | [6 empty] | 0 | 42.9 | 0 | 0 | 64.3 | 0
| 0 | IEB13.45L | 12113.45L | 13" | 45 deg K&B Non-Welded 2.5D | R |  | Glv | E | 10 | 69.3 | 0 | 0% | 0 | 0 | [6 empty] | 0 | 45.4 | 0 | 0 | 67.9 | 0
| 0 | IEB14.45L | 12114.45L | 14" | 45 deg K&B Non-Welded 2.5D | R |  | Glv | E | 10 | 73.3 | 0 | 0% | 0 | 0 | [6 empty] | 0 | 48.1 | 0 | 0 | 71.9 | 0
| 0 | IEB15.45L | 12115.45L | 15" | 45 deg K&B Non-Welded 2.5D | R |  | Glv | E | 10 | 77.6 | 0 | 0% | 0 | 0 | [6 empty] | 0 | 50.8 | 0 | 0 | 76.1 | 0
| 0 | IEB03.30L | 12103.30L | 3" | 30 deg K&B Non-Welded 2.5D | R |  | Glv | E | 10 | 16.1 | 0 | 0% | 0 | 0 | [6 empty] | 0 | 10.5 | 0 | 0 | 15.8 | 0
| 0 | IEB04.30L | 12104.30L | 4" | 30 deg K&B Non-Welded 2.5D | R |  | Glv | E | 10 | 17.2 | 0 | 0% | 0 | 0 | [6 empty] | 0 | 11.3 | 0 | 0 | 16.9 | 0
| 0 | IEB05.30L | 12105.30L | 5" | 30 deg K&B Non-Welded 2.5D | R |  | Glv | E | 10 | 20.8 | 0 | 0% | 0 | 0 | [6 empty] | 0 | 13.6 | 0 | 0 | 20.4 | 0
| 0 | IEB06.30L | 12106.30L | 6" | 30 deg K&B Non-Welded 2.5D | R |  | Glv | E | 10 | 23.2 | 0 | 0% | 0 | 0 | [6 empty] | 0 | 15.2 | 0 | 0 | 22.7 | 0
| 0 | IEB07.30L | 12107.30L | 7" | 30 deg K&B Non-Welded 2.5D | R |  | Glv | E | 10 | 26.8 | 0 | 0% | 0 | 0 | [6 empty] | 0 | 17.5 | 0 | 0 | 26.3 | 0
| 0 | IEB08.30L | 12108.30L | 8" | 30 deg K&B Non-Welded 2.5D | R |  | Glv | E | 10 | 30.8 | 0 | 0% | 0 | 0 | [6 empty] | 0 | 20.2 | 0 | 0 | 30.2 | 0
| 0 | IEB09.30L | 12109.30L | 9" | 30 deg K&B Non-Welded 2.5D | R |  | Glv | E | 10 | 39.4 | 0 | 0% | 0 | 0 | [6 empty] | 0 | 25.8 | 0 | 0 | 38.6 | 0
| 0 | IEB10.30L | 12110.30L | 10" | 30 deg K&B Non-Welded 2.5D | R |  | Glv | E | 10 | 48.2 | 0 | 0% | 0 | 0 | [6 empty] | 0 | 31.6 | 0 | 0 | 47.3 | 0
| 0 | IEB11.30L | 12111.30L | 11" | 30 deg K&B Non-Welded 2.5D | R |  | Glv | E | 10 | 57.1 | 0 | 0% | 0 | 0 | [6 empty] | 0 | 37.4 | 0 | 0 | 56 | 0
| 0 | IEB12.30L | 12112.30L | 12" | 30 deg K&B Non-Welded 2.5D | R |  | Glv | E | 10 | 65.6 | 0 | 0% | 0 | 0 | [6 empty] | 0 | 42.9 | 0 | 0 | 64.3 | 0
| 0 | IEB13.30L | 12113.30L | 13" | 30 deg K&B Non-Welded 2.5D | R |  | Glv | E | 10 | 69.3 | 0 | 0% | 0 | 0 | [6 empty] | 0 | 45.4 | 0 | 0 | 67.9 | 0
| 0 | IEB14.30L | 12114.30L | 14" | 30 deg K&B Non-Welded 2.5D | R |  | Glv | E | 10 | 73.3 | 0 | 0% | 0 | 0 | [6 empty] | 0 | 48.1 | 0 | 0 | 71.9 | 0
| 0 | IEB15.30L | 12115.30L | 15" | 30 deg K&B Non-Welded 2.5D | R |  | Glv | E | 10 | 77.6 | 0 | 0% | 0 | 0 | [6 empty] | 0 | 50.8 | 0 | 0 | 76.1 | 0
| 0 | IEC03.9 | 12203.9 | 3" | 90 deg K&B Welded 1.5D | R |  | Glv | E | 10 | 36.4 | 0 | 0% | 0 | 0 | [6 empty] | 0 | 23.9 | 0 | 0 | 35.7 | 0
| 0 | IEC04.9 | 12204.9 | 4" | 90 deg K&B Welded 1.5D | R |  | Glv | E | 10 | 38 | 0 | 0% | 0 | 0 | [6 empty] | 0 | 24.9 | 0 | 0 | 37.3 | 0
| 0 | IEC05.9 | 12205.9 | 5" | 90 deg K&B Welded 1.5D | R |  | Glv | E | 10 | 45.4 | 0 | 0% | 0 | 0 | [6 empty] | 0 | 29.8 | 0 | 0 | 44.5 | 0
| 0 | IEC06.9 | 12206.9 | 6" | 90 deg K&B Welded 1.5D | R |  | Glv | E | 10 | 51.6 | 0 | 0% | 0 | 0 | [6 empty] | 0 | 33.8 | 0 | 0 | 50.6 | 0
| 0 | IEC07.9 | 12207.9 | 7" | 90 deg K&B Welded 1.5D | R |  | Glv | E | 10 | 61.9 | 0 | 0% | 0 | 0 | [6 empty] | 0 | 40.6 | 0 | 0 | 60.7 | 0
| 2 | IEC08.9 | 12208.9 | 8" | 90 deg K&B Welded 1.5D | R |  | Glv | E | 10 | 72.2 | 144.4 | 0% | 72.2 | 144.4 | [6 empty] | 2 | 47.3 | 94.6 | 2 | 70.8 | 141.6
| 0 | IEC09.9 | 12209.9 | 9" | 90 deg K&B Welded 1.5D | R |  | Glv | E | 10 | 111.4 | 0 | 0% | 0 | 0 | [6 empty] | 0 | 73 | 0 | 0 | 109.2 | 0
| 0 | IEC10.9 | 12210.9 | 10" | 90 deg K&B Welded 1.5D | R |  | Glv | E | 10 | 132.6 | 0 | 0% | 0 | 0 | [6 empty] | 0 | 86.8 | 0 | 0 | 130 | 0
| 0 | IEC11.9 | 12211.9 | 11" | 90 deg K&B Welded 1.5D | R |  | Glv | E | 10 | 142.1 | 0 | 0% | 0 | 0 | [6 empty] | 0 | 93.2 | 0 | 0 | 139.3 | 0
| 0 | IEC12.9 | 12212.9 | 12" | 90 deg K&B Welded 1.5D | R |  | Glv | E | 10 | 154.2 | 0 | 0% | 0 | 0 | [6 empty] | 0 | 101.1 | 0 | 0 | 151.2 | 0
| 0 | IEC13.9 | 12213.9 | 13" | 90 deg K&B Welded 1.5D | R |  | Glv | E | 10 | 162.8 | 0 | 0% | 0 | 0 | [6 empty] | 0 | 106.7 | 0 | 0 | 159.6 | 0
| 0 | IEC14.9 | 12214.9 | 14" | 90 deg K&B Welded 1.5D | R |  | Glv | E | 10 | 174.7 | 0 | 0% | 0 | 0 | [6 empty] | 0 | 114.5 | 0 | 0 | 171.3 | 0
| 0 | IEC15.9 | 12215.9 | 15" | 90 deg K&B Welded 1.5D | R |  | Glv | E | 10 | 185.9 | 0 | 0% | 0 | 0 | [6 empty] | 0 | 113.5 | 0 | 0 | 182.3 | 0
| 0 | IEC03.6 | 12203.6 | 3" | 60 deg K&B Welded 1.5D | R |  | Glv | E | 10 | 34.3 | 0 | 0% | 0 | 0 | [6 empty] | 0 | 22.5 | 0 | 0 | 33.6 | 0
| 0 | IEC04.6 | 12204.6 | 4" | 60 deg K&B Welded 1.5D | R |  | Glv | E | 10 | 35.1 | 0 | 0% | 0 | 0 | [6 empty] | 0 | 23 | 0 | 0 | 34.4 | 0
| 0 | IEC05.6 | 12205.6 | 5" | 60 deg K&B Welded 1.5D | R |  | Glv | E | 10 | 40.7 | 0 | 0% | 0 | 0 | [6 empty] | 0 | 26.7 | 0 | 0 | 39.9 | 0
| 0 | IEC06.6 | 12206.6 | 6" | 60 deg K&B Welded 1.5D | R |  | Glv | E | 10 | 44.6 | 0 | 0% | 0 | 0 | [6 empty] | 0 | 29.2 | 0 | 0 | 43.7 | 0
| 0 | IEC07.6 | 12207.6 | 7" | 60 deg K&B Welded 1.5D | R |  | Glv | E | 10 | 51.3 | 0 | 0% | 0 | 0 | [6 empty] | 0 | 33.7 | 0 | 0 | 50.3 | 0
| 0 | IEC08.6 | 12208.6 | 8" | 60 deg K&B Welded 1.5D | R |  | Glv | E | 10 | 59.6 | 0 | 0% | 0 | 0 | [6 empty] | 0 | 39 | 0 | 0 | 58.4 | 0
| 0 | IEC09.6 | 12209.6 | 9" | 60 deg K&B Welded 1.5D | R |  | Glv | E | 10 | 79.3 | 0 | 0% | 0 | 0 | [6 empty] | 0 | 52 | 0 | 0 | 77.7 | 0
| 0 | IEC10.6 | 12210.6 | 10" | 60 deg K&B Welded 1.5D | R |  | Glv | E | 10 | 92 | 0 | 0% | 0 | 0 | [6 empty] | 0 | 60.3 | 0 | 0 | 90.2 | 0
| 0 | IEC11.6 | 12211.6 | 11" | 60 deg K&B Welded 1.5D | R |  | Glv | E | 10 | 102.3 | 0 | 0% | 0 | 0 | [6 empty] | 0 | 67.1 | 0 | 0 | 100.3 | 0
| 0 | IEC12.6 | 12212.6 | 12" | 60 deg K&B Welded 1.5D | R |  | Glv | E | 10 | 112.9 | 0 | 0% | 0 | 0 | [6 empty] | 0 | 74 | 0 | 0 | 110.7 | 0
| 0 | IEC13.6 | 12213.6 | 13" | 60 deg K&B Welded 1.5D | R |  | Glv | E | 10 | 127.7 | 0 | 0% | 0 | 0 | [6 empty] | 0 | 83.7 | 0 | 0 | 125.2 | 0
| 0 | IEC14.6 | 12214.6 | 14" | 60 deg K&B Welded 1.5D | R |  | Glv | E | 10 | 138.2 | 0 | 0% | 0 | 0 | [6 empty] | 0 | 90.6 | 0 | 0 | 135.5 | 0
| 0 | IEC15.6 | 12215.6 | 15" | 60 deg K&B Welded 1.5D | R |  | Glv | E | 10 | 148.7 | 0 | 0% | 0 | 0 | [6 empty] | 0 | 97.5 | 0 | 0 | 145.8 | 0
| 0 | IEC03.45 | 12203.45 | 3" | 45 deg K&B Welded 1.5D | R |  | Glv | E | 10 | 25.9 | 0 | 0% | 0 | 0 | [6 empty] | 0 | 17 | 0 | 0 | 25.4 | 0
| 0 | IEC04.45 | 12204.45 | 4" | 45 deg K&B Welded 1.5D | R |  | Glv | E | 10 | 26.9 | 0 | 0% | 0 | 0 | [6 empty] | 0 | 17.6 | 0 | 0 | 26.4 | 0
| 0 | IEC05.45 | 12205.45 | 5" | 45 deg K&B Welded 1.5D | R |  | Glv | E | 10 | 32.1 | 0 | 0% | 0 | 0 | [6 empty] | 0 | 21.1 | 0 | 0 | 31.5 | 0
| 0 | IEC06.45 | 12206.45 | 6" | 45 deg K&B Welded 1.5D | R |  | Glv | E | 10 | 35.7 | 0 | 0% | 0 | 0 | [6 empty] | 0 | 23.3 | 0 | 0 | 35 | 0
| 0 | IEC07.45 | 12207.45 | 7" | 45 deg K&B Welded 1.5D | R |  | Glv | E | 10 | 40.4 | 0 | 0% | 0 | 0 | [6 empty] | 0 | 26.5 | 0 | 0 | 39.6 | 0
| 0 | IEC08.45 | 12208.45 | 8" | 45 deg K&B Welded 1.5D | R |  | Glv | E | 10 | 46.4 | 0 | 0% | 0 | 0 | [6 empty] | 0 | 30.4 | 0 | 0 | 45.5 | 0
| 0 | IEC09.45 | 12209.45 | 9" | 45 deg K&B Welded 1.5D | R |  | Glv | E | 10 | 69.8 | 0 | 0% | 0 | 0 | [6 empty] | 0 | 45.7 | 0 | 0 | 68.4 | 0
| 0 | IEC10.45 | 12210.45 | 10" | 45 deg K&B Welded 1.5D | R |  | Glv | E | 10 | 73.1 | 0 | 0% | 0 | 0 | [6 empty] | 0 | 47.9 | 0 | 0 | 71.7 | 0
| 0 | IEC11.45 | 12211.45 | 11" | 45 deg K&B Welded 1.5D | R |  | Glv | E | 10 | 84.4 | 0 | 0% | 0 | 0 | [6 empty] | 0 | 55.3 | 0 | 0 | 82.7 | 0
| 0 | IEC12.45 | 12212.45 | 12" | 45 deg K&B Welded 1.5D | R |  | Glv | E | 10 | 94.9 | 0 | 0% | 0 | 0 | [6 empty] | 0 | 62.2 | 0 | 0 | 93 | 0
| 0 | IEC13.45 | 12213.45 | 13" | 45 deg K&B Welded 1.5D | R |  | Glv | E | 10 | 103.2 | 0 | 0% | 0 | 0 | [6 empty] | 0 | 67.7 | 0 | 0 | 101.2 | 0
| 0 | IEC14.45 | 12214.45 | 14" | 45 deg K&B Welded 1.5D | R |  | Glv | E | 10 | 108 | 0 | 0% | 0 | 0 | [6 empty] | 0 | 70.8 | 0 | 0 | 105.9 | 0
| 0 | IEC15.45 | 12215.45 | 15" | 45 deg K&B Welded 1.5D | R |  | Glv | E | 10 | 113.6 | 0 | 0% | 0 | 0 | [6 empty] | 0 | 74.4 | 0 | 0 | 111.4 | 0
| 0 | IEC03.3 | 12203.3 | 3" | 30 deg K&B Welded 1.5D | R |  | Glv | E | 10 | 25.9 | 0 | 0% | 0 | 0 | [6 empty] | 0 | 17 | 0 | 0 | 25.4 | 0
| 0 | IEC04.3 | 12204.3 | 4" | 30 deg K&B Welded 1.5D | R |  | Glv | E | 10 | 26.9 | 0 | 0% | 0 | 0 | [6 empty] | 0 | 17.6 | 0 | 0 | 26.4 | 0
| 0 | IEC05.3 | 12205.3 | 5" | 30 deg K&B Welded 1.5D | R |  | Glv | E | 10 | 32.1 | 0 | 0% | 0 | 0 | [6 empty] | 0 | 21.1 | 0 | 0 | 31.5 | 0
| 0 | IEC06.3 | 12206.3 | 6" | 30 deg K&B Welded 1.5D | R |  | Glv | E | 10 | 35.7 | 0 | 0% | 0 | 0 | [6 empty] | 0 | 23.3 | 0 | 0 | 35 | 0
| 0 | IEC07.3 | 12207.3 | 7" | 30 deg K&B Welded 1.5D | R |  | Glv | E | 10 | 40.4 | 0 | 0% | 0 | 0 | [6 empty] | 0 | 26.5 | 0 | 0 | 39.6 | 0
| 0 | IEC08.3 | 12208.3 | 8" | 30 deg K&B Welded 1.5D | R |  | Glv | E | 10 | 46.4 | 0 | 0% | 0 | 0 | [6 empty] | 0 | 30.4 | 0 | 0 | 45.5 | 0
| 0 | IEC09.3 | 12209.3 | 9" | 30 deg K&B Welded 1.5D | R |  | Glv | E | 10 | 69.8 | 0 | 0% | 0 | 0 | [6 empty] | 0 | 45.7 | 0 | 0 | 68.4 | 0
| 0 | IEC10.3 | 12210.3 | 10" | 30 deg K&B Welded 1.5D | R |  | Glv | E | 10 | 73.1 | 0 | 0% | 0 | 0 | [6 empty] | 0 | 47.9 | 0 | 0 | 71.7 | 0
| 0 | IEC11.3 | 12211.3 | 11" | 30 deg K&B Welded 1.5D | R |  | Glv | E | 10 | 84.4 | 0 | 0% | 0 | 0 | [6 empty] | 0 | 55.3 | 0 | 0 | 82.7 | 0
| 0 | IEC12.3 | 12212.3 | 12" | 30 deg K&B Welded 1.5D | R |  | Glv | E | 10 | 94.9 | 0 | 0% | 0 | 0 | [6 empty] | 0 | 62.2 | 0 | 0 | 93 | 0
| 0 | IEC13.3 | 12213.3 | 13" | 30 deg K&B Welded 1.5D | R |  | Glv | E | 10 | 103.2 | 0 | 0% | 0 | 0 | [6 empty] | 0 | 67.7 | 0 | 0 | 101.2 | 0
| 0 | IEC14.3 | 12214.3 | 14" | 30 deg K&B Welded 1.5D | R |  | Glv | E | 10 | 108 | 0 | 0% | 0 | 0 | [6 empty] | 0 | 70.8 | 0 | 0 | 105.9 | 0
| 0 | IEC15.3 | 12215.3 | 15" | 30 deg K&B Welded 1.5D | R |  | Glv | E | 10 | 113.6 | 0 | 0% | 0 | 0 | [6 empty] | 0 | 74.4 | 0 | 0 | 111.4 | 0
| 0 | IEC03.90L | 12203.90L | 3" | 90 deg K&B Welded 2.5D | R |  | Glv | E | 10 | 36.4 | 0 | 0% | 0 | 0 | [6 empty] | 0 | 23.9 | 0 | 0 | 35.7 | 0
| 0 | IEC04.90L | 12204.90L | 4" | 90 deg K&B Welded 2.5D | R |  | Glv | E | 10 | 38 | 0 | 0% | 0 | 0 | [6 empty] | 0 | 24.9 | 0 | 0 | 37.3 | 0
| 0 | IEC05.90L | 12205.90L | 5" | 90 deg K&B Welded 2.5D | R |  | Glv | E | 10 | 45.4 | 0 | 0% | 0 | 0 | [6 empty] | 0 | 29.8 | 0 | 0 | 44.5 | 0
| 0 | IEC06.90L | 12206.90L | 6" | 90 deg K&B Welded 2.5D | R |  | Glv | E | 10 | 51.6 | 0 | 0% | 0 | 0 | [6 empty] | 0 | 33.8 | 0 | 0 | 50.6 | 0
| 0 | IEC07.90L | 12207.90L | 7" | 90 deg K&B Welded 2.5D | R |  | Glv | E | 10 | 61.9 | 0 | 0% | 0 | 0 | [6 empty] | 0 | 40.6 | 0 | 0 | 60.7 | 0
| 0 | IEC08.90L | 12208.90L | 8" | 90 deg K&B Welded 2.5D | R |  | Glv | E | 10 | 72.2 | 0 | 0% | 0 | 0 | [6 empty] | 0 | 47.3 | 0 | 0 | 70.8 | 0
| 0 | IEC09.90L | 12209.90L | 9" | 90 deg K&B Welded 2.5D | R |  | Glv | E | 10 | 111.4 | 0 | 0% | 0 | 0 | [6 empty] | 0 | 73 | 0 | 0 | 109.2 | 0
| 0 | IEC10.90L | 12210.90L | 10" | 90 deg K&B Welded 2.5D | R |  | Glv | E | 10 | 132.6 | 0 | 0% | 0 | 0 | [6 empty] | 0 | 86.8 | 0 | 0 | 130 | 0
| 0 | IEC11.90L | 12211.90L | 11" | 90 deg K&B Welded 2.5D | R |  | Glv | E | 10 | 142.1 | 0 | 0% | 0 | 0 | [6 empty] | 0 | 93.2 | 0 | 0 | 139.3 | 0
| 0 | IEC12.90L | 12212.90L | 12" | 90 deg K&B Welded 2.5D | R |  | Glv | E | 10 | 154.2 | 0 | 0% | 0 | 0 | [6 empty] | 0 | 101.1 | 0 | 0 | 151.2 | 0
| 0 | IEC13.90L | 12213.90L | 13" | 90 deg K&B Welded 2.5D | R |  | Glv | E | 10 | 162.8 | 0 | 0% | 0 | 0 | [6 empty] | 0 | 106.7 | 0 | 0 | 159.6 | 0
| 0 | IEC14.90L | 12214.90L | 14" | 90 deg K&B Welded 2.5D | R |  | Glv | E | 10 | 174.7 | 0 | 0% | 0 | 0 | [6 empty] | 0 | 114.5 | 0 | 0 | 171.3 | 0
| 0 | IEC15.90L | 12215.90L | 15" | 90 deg K&B Welded 2.5D | R |  | Glv | E | 10 | 173.2 | 0 | 0% | 0 | 0 | [6 empty] | 0 | 113.5 | 0 | 0 | 169.8 | 0
| 0 | IEC03.60L | 12203.60L | 3" | 60 deg K&B Welded 2.5D | R |  | Glv | E | 10 | 34.3 | 0 | 0% | 0 | 0 | [6 empty] | 0 | 22.5 | 0 | 0 | 33.6 | 0
| 0 | IEC04.60L | 12204.60L | 4" | 60 deg K&B Welded 2.5D | R |  | Glv | E | 10 | 35.1 | 0 | 0% | 0 | 0 | [6 empty] | 0 | 23 | 0 | 0 | 34.4 | 0
| 0 | IEC05.60L | 12205.60L | 5" | 60 deg K&B Welded 2.5D | R |  | Glv | E | 10 | 40.7 | 0 | 0% | 0 | 0 | [6 empty] | 0 | 26.7 | 0 | 0 | 39.9 | 0
| 0 | IEC06.60L | 12206.60L | 6" | 60 deg K&B Welded 2.5D | R |  | Glv | E | 10 | 44.6 | 0 | 0% | 0 | 0 | [6 empty] | 0 | 29.2 | 0 | 0 | 43.7 | 0
| 0 | IEC07.60L | 12207.60L | 7" | 60 deg K&B Welded 2.5D | R |  | Glv | E | 10 | 51.3 | 0 | 0% | 0 | 0 | [6 empty] | 0 | 33.7 | 0 | 0 | 50.3 | 0
| 0 | IEC08.60L | 12208.60L | 8" | 60 deg K&B Welded 2.5D | R |  | Glv | E | 10 | 59.6 | 0 | 0% | 0 | 0 | [6 empty] | 0 | 39 | 0 | 0 | 58.4 | 0
| 0 | IEC09.60L | 12209.60L | 9" | 60 deg K&B Welded 2.5D | R |  | Glv | E | 10 | 79.3 | 0 | 0% | 0 | 0 | [6 empty] | 0 | 52 | 0 | 0 | 77.7 | 0
| 0 | IEC10.60L | 12210.60L | 10" | 60 deg K&B Welded 2.5D | R |  | Glv | E | 10 | 92 | 0 | 0% | 0 | 0 | [6 empty] | 0 | 60.3 | 0 | 0 | 90.2 | 0
| 0 | IEC11.60L | 12211.60L | 11" | 60 deg K&B Welded 2.5D | R |  | Glv | E | 10 | 102.3 | 0 | 0% | 0 | 0 | [6 empty] | 0 | 67.1 | 0 | 0 | 100.3 | 0
| 0 | IEC12.60L | 12212.60L | 12" | 60 deg K&B Welded 2.5D | R |  | Glv | E | 10 | 112.9 | 0 | 0% | 0 | 0 | [6 empty] | 0 | 74 | 0 | 0 | 110.7 | 0
| 0 | IEC13.60L | 12213.60L | 13" | 60 deg K&B Welded 2.5D | R |  | Glv | E | 10 | 127.7 | 0 | 0% | 0 | 0 | [6 empty] | 0 | 83.7 | 0 | 0 | 125.2 | 0
| 0 | IEC14.60L | 12214.60L | 14" | 60 deg K&B Welded 2.5D | R |  | Glv | E | 10 | 138.2 | 0 | 0% | 0 | 0 | [6 empty] | 0 | 90.6 | 0 | 0 | 135.5 | 0
| 0 | IEC15.60L | 12215.60L | 15" | 60 deg K&B Welded 2.5D | R |  | Glv | E | 10 | 148.7 | 0 | 0% | 0 | 0 | [6 empty] | 0 | 97.5 | 0 | 0 | 145.8 | 0
| 0 | IEC03.45L | 12203.45L | 3" | 45 deg K&B Welded 2.5D | R |  | Glv | E | 10 | 25.9 | 0 | 0% | 0 | 0 | [6 empty] | 0 | 17 | 0 | 0 | 25.4 | 0
| 0 | IEC04.45L | 12204.45L | 4" | 45 deg K&B Welded 2.5D | R |  | Glv | E | 10 | 26.9 | 0 | 0% | 0 | 0 | [6 empty] | 0 | 17.6 | 0 | 0 | 26.4 | 0
| 0 | IEC05.45L | 12205.45L | 5" | 45 deg K&B Welded 2.5D | R |  | Glv | E | 10 | 32.1 | 0 | 0% | 0 | 0 | [6 empty] | 0 | 21.1 | 0 | 0 | 31.5 | 0
| 0 | IEC06.45L | 12206.45L | 6" | 45 deg K&B Welded 2.5D | R |  | Glv | E | 10 | 35.7 | 0 | 0% | 0 | 0 | [6 empty] | 0 | 23.3 | 0 | 0 | 35 | 0
| 0 | IEC07.45L | 12207.45L | 7" | 45 deg K&B Welded 2.5D | R |  | Glv | E | 10 | 40.4 | 0 | 0% | 0 | 0 | [6 empty] | 0 | 26.5 | 0 | 0 | 39.6 | 0
| 0 | IEC08.45L | 12208.45L | 8" | 45 deg K&B Welded 2.5D | R |  | Glv | E | 10 | 46.4 | 0 | 0% | 0 | 0 | [6 empty] | 0 | 30.4 | 0 | 0 | 45.5 | 0
| 0 | IEC09.45L | 12209.45L | 9" | 45 deg K&B Welded 2.5D | R |  | Glv | E | 10 | 69.8 | 0 | 0% | 0 | 0 | [6 empty] | 0 | 45.7 | 0 | 0 | 68.4 | 0
| 0 | IEC10.45L | 12210.45L | 10" | 45 deg K&B Welded 2.5D | R |  | Glv | E | 10 | 73.1 | 0 | 0% | 0 | 0 | [6 empty] | 0 | 47.9 | 0 | 0 | 71.7 | 0
| 0 | IEC11.45L | 12211.45L | 11" | 45 deg K&B Welded 2.5D | R |  | Glv | E | 10 | 84.4 | 0 | 0% | 0 | 0 | [6 empty] | 0 | 55.3 | 0 | 0 | 82.7 | 0
| 0 | IEC12.45L | 12212.45L | 12" | 45 deg K&B Welded 2.5D | R |  | Glv | E | 10 | 94.9 | 0 | 0% | 0 | 0 | [6 empty] | 0 | 62.2 | 0 | 0 | 93 | 0
| 0 | IEC13.45L | 12213.45L | 13" | 45 deg K&B Welded 2.5D | R |  | Glv | E | 10 | 103.2 | 0 | 0% | 0 | 0 | [6 empty] | 0 | 67.7 | 0 | 0 | 101.2 | 0
| 0 | IEC14.45L | 12214.45L | 14" | 45 deg K&B Welded 2.5D | R |  | Glv | E | 10 | 108 | 0 | 0% | 0 | 0 | [6 empty] | 0 | 70.8 | 0 | 0 | 105.9 | 0
| 0 | IEC15.45L | 12215.45L | 15" | 45 deg K&B Welded 2.5D | R |  | Glv | E | 10 | 113.6 | 0 | 0% | 0 | 0 | [6 empty] | 0 | 74.4 | 0 | 0 | 111.4 | 0
| 0 | IEC03.30L | 12203.30L | 3" | 30 deg K&B Welded 2.5D | R |  | Glv | E | 10 | 25.9 | 0 | 0% | 0 | 0 | [6 empty] | 0 | 17 | 0 | 0 | 25.4 | 0
| 0 | IEC04.30L | 12204.30L | 4" | 30 deg K&B Welded 2.5D | R |  | Glv | E | 10 | 26.9 | 0 | 0% | 0 | 0 | [6 empty] | 0 | 17.6 | 0 | 0 | 26.4 | 0
| 0 | IEC05.30L | 12205.30L | 5" | 30 deg K&B Welded 2.5D | R |  | Glv | E | 10 | 32.1 | 0 | 0% | 0 | 0 | [6 empty] | 0 | 21.1 | 0 | 0 | 31.5 | 0
| 0 | IEC06.30L | 12206.30L | 6" | 30 deg K&B Welded 2.5D | R |  | Glv | E | 10 | 35.7 | 0 | 0% | 0 | 0 | [6 empty] | 0 | 23.3 | 0 | 0 | 35 | 0
| 0 | IEC07.30L | 12207.30L | 7" | 30 deg K&B Welded 2.5D | R |  | Glv | E | 10 | 40.4 | 0 | 0% | 0 | 0 | [6 empty] | 0 | 26.5 | 0 | 0 | 39.6 | 0
| 0 | IEC08.30L | 12208.30L | 8" | 30 deg K&B Welded 2.5D | R |  | Glv | E | 10 | 46.4 | 0 | 0% | 0 | 0 | [6 empty] | 0 | 30.4 | 0 | 0 | 45.5 | 0
| 0 | IEC09.30L | 12209.30L | 9" | 30 deg K&B Welded 2.5D | R |  | Glv | E | 10 | 69.8 | 0 | 0% | 0 | 0 | [6 empty] | 0 | 45.7 | 0 | 0 | 68.4 | 0
| 0 | IEC10.30L | 12210.30L | 10" | 30 deg K&B Welded 2.5D | R |  | Glv | E | 10 | 73.1 | 0 | 0% | 0 | 0 | [6 empty] | 0 | 47.9 | 0 | 0 | 71.7 | 0
| 0 | IEC11.30L | 12211.30L | 11" | 30 deg K&B Welded 2.5D | R |  | Glv | E | 10 | 84.4 | 0 | 0% | 0 | 0 | [6 empty] | 0 | 55.3 | 0 | 0 | 82.7 | 0
| 0 | IEC12.30L | 12212.30L | 12" | 30 deg K&B Welded 2.5D | R |  | Glv | E | 10 | 94.9 | 0 | 0% | 0 | 0 | [6 empty] | 0 | 62.2 | 0 | 0 | 93 | 0
| 0 | IEC13.30L | 12213.30L | 13" | 30 deg K&B Welded 2.5D | R |  | Glv | E | 10 | 103.2 | 0 | 0% | 0 | 0 | [6 empty] | 0 | 67.7 | 0 | 0 | 101.2 | 0
| 0 | IEC14.30L | 12214.30L | 14" | 30 deg K&B Welded 2.5D | R |  | Glv | E | 10 | 108 | 0 | 0% | 0 | 0 | [6 empty] | 0 | 70.8 | 0 | 0 | 105.9 | 0
| 0 | IEC15.30L | 12215.30L | 15" | 30 deg K&B Welded 2.5D | R |  | Glv | E | 10 | 113.6 | 0 | 0% | 0 | 0 | [6 empty] | 0 | 74.4 | 0 | 0 | 111.4 | 0
| 0 | ICA03 | 13003 | 3" | Forever' Clamp |  | BUNA-N Gasket | SS | S |  | 9.4 | 0 | 0% | 0 | 0 | [6 empty] | 0 | 13 | 0 | 0 | 9.2 | 0
| 0 | ICA04 | 13004 | 4" | Forever' Clamp |  | BUNA-N Gasket | SS | S |  | 8.3 | 0 | 0% | 0 | 0 | [6 empty] | 0 | 5.6 | 0 | 0 | 8.1 | 0
| 0 | ICA05 | 13005 | 5" | Forever' Clamp |  | BUNA-N Gasket | SS | S |  | 8.7 | 0 | 0% | 0 | 0 | [6 empty] | 0 | 5.9 | 0 | 0 | 8.5 | 0
| 0 | ICA06 | 13006 | 6" | Forever' Clamp |  | BUNA-N Gasket | SS | S |  | 9.1 | 0 | 0% | 0 | 0 | [6 empty] | 0 | 6.2 | 0 | 0 | 8.9 | 0
| 0 | ICA07 | 13007 | 7" | Forever' Clamp |  | BUNA-N Gasket | SS | S |  | 9.6 | 0 | 0% | 0 | 0 | [6 empty] | 0 | 6.5 | 0 | 0 | 9.4 | 0
| 13 | ICA08 | 13008 | 8" | Forever' Clamp |  | BUNA-N Gasket | SS | S |  | 9.8 | 127.4 | 0% | 9.8 | 127.4 | [6 empty] | 13 | 6.7 | 87.1 | 13 | 9.6 | 124.8
| 0 | ICA09 | 13009 | 9" | Forever' Clamp |  | BUNA-N Gasket | SS | S |  | 10.4 | 0 | 0% | 0 | 0 | [6 empty] | 0 | 7 | 0 | 0 | 10.2 | 0
| 0 | ICA10 | 13010 | 10" | Forever' Clamp |  | BUNA-N Gasket | SS | S |  | 11 | 0 | 0% | 0 | 0 | [6 empty] | 0 | 7.5 | 0 | 0 | 10.8 | 0
| 0 | ICA11 | 13011 | 11" | Forever' Clamp |  | BUNA-N Gasket | SS | S |  | 11.5 | 0 | 0% | 0 | 0 | [6 empty] | 0 | 7.85 | 0 | 0 | 11.3 | 0
| 0 | ICA12 | 13012 | 12" | Forever' Clamp |  | BUNA-N Gasket | SS | S |  | 12 | 0 | 0% | 0 | 0 | [6 empty] | 0 | 8.2 | 0 | 0 | 11.8 | 0
| 0 | ICA13 | 13013 | 13" | Forever' Clamp |  | BUNA-N Gasket | SS | S |  | 12.6 | 0 | 0% | 0 | 0 | [6 empty] | 0 | 8.6 | 0 | 0 | 12.4 | 0
| 0 | ICA14 | 13014 | 14" | Forever' Clamp |  | BUNA-N Gasket | SS | S |  | 13.3 | 0 | 0% | 0 | 0 | [6 empty] | 0 | 9 | 0 | 0 | 13 | 0
| 0 | ICA15 | 13015 | 15" | Forever' Clamp |  | BUNA-N Gasket | SS | S |  | 13.9 | 0 | 0% | 0 | 0 | [6 empty] | 0 | 9.4 | 0 | 0 | 13.6 | 0
| 0 | ICA16 | 13016 | 16" | Forever' Clamp |  | BUNA-N Gasket | SS | S |  | 14.4 | 0 | 0% | 0 | 0 | [6 empty] | 0 | 9.8 | 0 | 0 | 14.1 | 0
| 0 | ICA17 | 13017 | 17" | Forever' Clamp |  | BUNA-N Gasket | SS | S |  | 14.8 | 0 | 0% | 0 | 0 | [6 empty] | 0 | 10 | 0 | 0 | 14.5 | 0
| 0 | ICA18 | 13018 | 18" | Forever' Clamp |  | BUNA-N Gasket | SS | S |  | 15.1 | 0 | 0% | 0 | 0 | [6 empty] | 0 | 10.3 | 0 | 0 | 14.8 | 0
| 0 | ICA19 | 13019 | 19" | Forever' Clamp |  | BUNA-N Gasket | SS | S |  | 15.4 | 0 | 0% | 0 | 0 | [6 empty] | 0 | 10.5 | 0 | 0 | 15.1 | 0
| 0 | ICA20 | 13020 | 20" | Forever' Clamp |  | BUNA-N Gasket | SS | S |  | 15.6 | 0 | 0% | 0 | 0 | [6 empty] | 0 | 10.7 | 0 | 0 | 15.3 | 0
| 0 | ICA22 | 13022 | 22" | Forever' Clamp |  | BUNA-N Gasket | SS | S |  | 16.4 | 0 | 0% | 0 | 0 | [6 empty] | 0 | 11.2 | 0 | 0 | 16.1 | 0
| 0 | ICA24 | 13024 | 24" | Forever' Clamp |  | BUNA-N Gasket | SS | S |  | 19.8 | 0 | 0% | 0 | 0 | [9 empty] | 0 | 19.4 | 0
| 0 | ICA03HT | 13003HT | 3" | Forever' Clamp |  | HI-TEMP-Silicon Gskt | SS | S |  | 19.2 | 0 | 0% | 0 | 0 | [6 empty] | 0 | 17.6 | 0 | 0 | 18.8 | 0
| 0 | ICA04HT | 13004HT | 4" | Forever' Clamp |  | HI-TEMP-Silicon Gskt | SS | S |  | 13.6 | 0 | 0% | 0 | 0 | [6 empty] | 0 | 12.46 | 0 | 0 | 13.3 | 0
| 0 | ICA05HT | 13005HT | 5" | Forever' Clamp |  | HI-TEMP-Silicon Gskt | SS | S |  | 14.4 | 0 | 0% | 0 | 0 | [6 empty] | 0 | 13.19 | 0 | 0 | 14.1 | 0
| 0 | ICA06HT | 13006HT | 6" | Forever' Clamp |  | HI-TEMP-Silicon Gskt | SS | S |  | 15.1 | 0 | 0% | 0 | 0 | [6 empty] | 0 | 13.91 | 0 | 0 | 14.8 | 0
| 0 | ICA07HT | 13007HT | 7" | Forever' Clamp |  | HI-TEMP-Silicon Gskt | SS | S |  | 17.5 | 0 | 0% | 0 | 0 | [6 empty] | 0 | 16.09 | 0 | 0 | 17.2 | 0
| 0 | ICA08HT | 13008HT | 8" | Forever' Clamp |  | HI-TEMP-Silicon Gskt | SS | S |  | 18.4 | 0 | 0% | 0 | 0 | [6 empty] | 0 | 16.91 | 0 | 0 | 18 | 0
| 0 | ICA09HT | 13009HT | 9" | Forever' Clamp |  | HI-TEMP-Silicon Gskt | SS | S |  | 19.4 | 0 | 0% | 0 | 0 | [6 empty] | 0 | 17.83 | 0 | 0 | 19 | 0
| 0 | ICA10HT | 13010HT | 10" | Forever' Clamp |  | HI-TEMP-Silicon Gskt | SS | S |  | 20.6 | 0 | 0% | 0 | 0 | [6 empty] | 0 | 18.95 | 0 | 0 | 20.2 | 0
| 0 | ICA11HT | 13011HT | 11" | Forever' Clamp |  | HI-TEMP-Silicon Gskt | SS | S |  | 26.5 | 0 | 0% | 0 | 0 | [6 empty] | 0 | 24.39 | 0 | 0 | 26 | 0
| 0 | ICA12HT | 13012HT | 12" | Forever' Clamp |  | HI-TEMP-Silicon Gskt | SS | S |  | 28.1 | 0 | 0% | 0 | 0 | [6 empty] | 0 | 25.76 | 0 | 0 | 27.5 | 0
| 0 | ICA13HT | 13013HT | 13" | Forever' Clamp |  | HI-TEMP-Silicon Gskt | SS | S |  | 29.6 | 0 | 0% | 0 | 0 | [6 empty] | 0 | 27.17 | 0 | 0 | 29 | 0
| 0 | ICA14HT | 13014HT | 14" | Forever' Clamp |  | HI-TEMP-Silicon Gskt | SS | S |  | 31.1 | 0 | 0% | 0 | 0 | [6 empty] | 0 | 28.58 | 0 | 0 | 30.5 | 0
| 0 | ICA15HT | 13015HT | 15" | Forever' Clamp |  | HI-TEMP-Silicon Gskt | SS | S |  | 32.6 | 0 | 0% | 0 | 0 | [6 empty] | 0 | 30 | 0 | 0 | 32 | 0
| 0 | ICA16HT | 13016HT | 16" | Forever' Clamp |  | HI-TEMP-Silicon Gskt | SS | S |  | 34.3 | 0 | 0% | 0 | 0 | [6 empty] | 0 | 31.41 | 0 | 0 | 33.6 | 0
| 0 | ICA17HT | 13017HT | 17" | Forever' Clamp |  | HI-TEMP-Silicon Gskt | SS | S |  | 35.5 | 0 | 0% | 0 | 0 | [6 empty] | 0 | 32.62 | 0 | 0 | 34.8 | 0
| 0 | ICA18HT | 13018HT | 18" | Forever' Clamp |  | HI-TEMP-Silicon Gskt | SS | S |  | 36.9 | 0 | 0% | 0 | 0 | [6 empty] | 0 | 33.94 | 0 | 0 | 36.2 | 0
| 0 | ICA19HT | 13019HT | 19" | Forever' Clamp |  | HI-TEMP-Silicon Gskt | SS | S |  | 38.3 | 0 | 0% | 0 | 0 | [6 empty] | 0 | 35.15 | 0 | 0 | 37.5 | 0
| 0 | ICA20HT | 13020HT | 20" | Forever' Clamp |  | HI-TEMP-Silicon Gskt | SS | S |  | 39.6 | 0 | 0% | 0 | 0 | [6 empty] | 0 | 36.37 | 0 | 0 | 38.8 | 0
| 0 | ICA22HT | 13022HT | 22" | Forever' Clamp |  | HI-TEMP-Silicon Gskt | SS | S |  | 42.3 | 0 | 0% | 0 | 0 | [6 empty] | 0 | 38.89 | 0 | 0 | 41.5 | 0
| 0 | ICA24HT | 13024HT | 24" | Forever' Clamp |  | HI-TEMP-Silicon Gskt | SS | S |  | 44.6 | 0 | 0% | 0 | 0 | [9 empty] | 0 | 43.7 | 0
| 0 | ICA03G | 13003G | 3" | Forever' Clamp |  | Goretex Gskt | SS | S |  | 19.2 | 0 | 0% | 0 | 0 | [6 empty] | 0 | 17.6 | 0 | 0 | 18.8 | 0
| 0 | ICA04G | 13004G | 4" | Forever' Clamp |  | Goretex Gskt | SS | S |  | 13.6 | 0 | 0% | 0 | 0 | [6 empty] | 0 | 12.46 | 0 | 0 | 13.3 | 0
| 0 | ICA05G | 13005G | 5" | Forever' Clamp |  | Goretex Gskt | SS | S |  | 14.4 | 0 | 0% | 0 | 0 | [6 empty] | 0 | 13.19 | 0 | 0 | 14.1 | 0
| 0 | ICA06G | 13006G | 6" | Forever' Clamp |  | Goretex Gskt | SS | S |  | 15.1 | 0 | 0% | 0 | 0 | [6 empty] | 0 | 13.91 | 0 | 0 | 14.8 | 0
| 0 | ICA07G | 13007G | 7" | Forever' Clamp |  | Goretex Gskt | SS | S |  | 17.5 | 0 | 0% | 0 | 0 | [6 empty] | 0 | 16.09 | 0 | 0 | 17.2 | 0
| 0 | ICA08G | 13008G | 8" | Forever' Clamp |  | Goretex Gskt | SS | S |  | 18.4 | 0 | 0% | 0 | 0 | [6 empty] | 0 | 16.91 | 0 | 0 | 18 | 0
| 0 | ICA09G | 13009G | 9" | Forever' Clamp |  | Goretex Gskt | SS | S |  | 19.4 | 0 | 0% | 0 | 0 | [6 empty] | 0 | 17.83 | 0 | 0 | 19 | 0
| 0 | ICA10G | 13010G | 10" | Forever' Clamp |  | Goretex Gskt | SS | S |  | 20.6 | 0 | 0% | 0 | 0 | [6 empty] | 0 | 18.95 | 0 | 0 | 20.2 | 0
| 0 | ICA11G | 13011G | 11" | Forever' Clamp |  | Goretex Gskt | SS | S |  | 26.5 | 0 | 0% | 0 | 0 | [6 empty] | 0 | 24.39 | 0 | 0 | 26 | 0
| 0 | ICA12G | 13012G | 12" | Forever' Clamp |  | Goretex Gskt | SS | S |  | 28.1 | 0 | 0% | 0 | 0 | [6 empty] | 0 | 25.76 | 0 | 0 | 27.5 | 0
| 0 | ICA13G | 13013G | 13" | Forever' Clamp |  | Goretex Gskt | SS | S |  | 29.6 | 0 | 0% | 0 | 0 | [6 empty] | 0 | 27.17 | 0 | 0 | 29 | 0
| 0 | ICA14G | 13014G | 14" | Forever' Clamp |  | Goretex Gskt | SS | S |  | 31.1 | 0 | 0% | 0 | 0 | [6 empty] | 0 | 28.58 | 0 | 0 | 30.5 | 0
| 0 | ICA15G | 13015G | 15" | Forever' Clamp |  | Goretex Gskt | SS | S |  | 32.6 | 0 | 0% | 0 | 0 | [6 empty] | 0 | 30 | 0 | 0 | 32 | 0
| 0 | ICA16G | 13016G | 16" | Forever' Clamp |  | Goretex Gskt | SS | S |  | 34.3 | 0 | 0% | 0 | 0 | [6 empty] | 0 | 31.41 | 0 | 0 | 33.6 | 0
| 0 | ICA17G | 13017G | 17" | Forever' Clamp |  | Goretex Gskt | SS | S |  | 35.5 | 0 | 0% | 0 | 0 | [6 empty] | 0 | 32.62 | 0 | 0 | 34.8 | 0
| 0 | ICA18G | 13018G | 18" | Forever' Clamp |  | Goretex Gskt | SS | S |  | 36.9 | 0 | 0% | 0 | 0 | [6 empty] | 0 | 33.94 | 0 | 0 | 36.2 | 0
| 0 | ICA19G | 13019G | 19" | Forever' Clamp |  | Goretex Gskt | SS | S |  | 38.3 | 0 | 0% | 0 | 0 | [6 empty] | 0 | 35.15 | 0 | 0 | 37.5 | 0
| 0 | ICA20G | 13020G | 20" | Forever' Clamp |  | Goretex Gskt | SS | S |  | 39.6 | 0 | 0% | 0 | 0 | [6 empty] | 0 | 36.37 | 0 | 0 | 38.8 | 0
| 0 | ICA22G | 13022G | 22" | Forever' Clamp |  | Goretex Gskt | SS | S |  | 42.3 | 0 | 0% | 0 | 0 | [6 empty] | 0 | 38.89 | 0 | 0 | 41.5 | 0
| 0 | ICA24G | 13024G | 24" | Forever' Clamp |  | Goretex Gskt | SS | S |  | 44.6 | 0 | 0% | 0 | 0 | [9 empty] | 0 | 43.7 | 0
| 0 | ICA03FDA | 13003FDA | 3" | Forever' Clamp |  | FDA-White Gskt | SS | S |  | 19.2 | 0 | 0% | 0 | 0 | [6 empty] | 0 | 17.6 | 0 | 0 | 18.8 | 0
| 0 | ICA04FDA | 13004FDA | 4" | Forever' Clamp |  | FDA-White Gskt | SS | S |  | 13.6 | 0 | 0% | 0 | 0 | [6 empty] | 0 | 12.46 | 0 | 0 | 13.3 | 0
| 0 | ICA05FDA | 13005FDA | 5" | Forever' Clamp |  | FDA-White Gskt | SS | S |  | 14.4 | 0 | 0% | 0 | 0 | [6 empty] | 0 | 13.19 | 0 | 0 | 14.1 | 0
| 0 | ICA06FDA | 13006FDA | 6" | Forever' Clamp |  | FDA-White Gskt | SS | S |  | 15.1 | 0 | 0% | 0 | 0 | [6 empty] | 0 | 13.91 | 0 | 0 | 14.8 | 0
| 0 | ICA07FDA | 13007FDA | 7" | Forever' Clamp |  | FDA-White Gskt | SS | S |  | 17.5 | 0 | 0% | 0 | 0 | [6 empty] | 0 | 16.09 | 0 | 0 | 17.2 | 0
| 0 | ICA08FDA | 13008FDA | 8" | Forever' Clamp |  | FDA-White Gskt | SS | S |  | 18.4 | 0 | 0% | 0 | 0 | [6 empty] | 0 | 16.91 | 0 | 0 | 18 | 0
| 0 | ICA09FDA | 13009FDA | 9" | Forever' Clamp |  | FDA-White Gskt | SS | S |  | 19.4 | 0 | 0% | 0 | 0 | [6 empty] | 0 | 17.83 | 0 | 0 | 19 | 0
| 0 | ICA10FDA | 13010FDA | 10" | Forever' Clamp |  | FDA-White Gskt | SS | S |  | 20.6 | 0 | 0% | 0 | 0 | [6 empty] | 0 | 18.95 | 0 | 0 | 20.2 | 0
| 0 | ICA11FDA | 13011FDA | 11" | Forever' Clamp |  | FDA-White Gskt | SS | S |  | 26.5 | 0 | 0% | 0 | 0 | [6 empty] | 0 | 24.39 | 0 | 0 | 26 | 0
| 0 | ICA12FDA | 13012FDA | 12" | Forever' Clamp |  | FDA-White Gskt | SS | S |  | 28.1 | 0 | 0% | 0 | 0 | [6 empty] | 0 | 25.76 | 0 | 0 | 27.5 | 0
| 0 | ICA13FDA | 13013FDA | 13" | Forever' Clamp |  | FDA-White Gskt | SS | S |  | 29.6 | 0 | 0% | 0 | 0 | [6 empty] | 0 | 27.17 | 0 | 0 | 29 | 0
| 0 | ICA14FDA | 13014FDA | 14" | Forever' Clamp |  | FDA-White Gskt | SS | S |  | 31.1 | 0 | 0% | 0 | 0 | [6 empty] | 0 | 28.58 | 0 | 0 | 30.5 | 0
| 0 | ICA15FDA | 13015FDA | 15" | Forever' Clamp |  | FDA-White Gskt | SS | S |  | 32.6 | 0 | 0% | 0 | 0 | [6 empty] | 0 | 30 | 0 | 0 | 32 | 0
| 0 | ICA16FDA | 13016FDA | 16" | Forever' Clamp |  | FDA-White Gskt | SS | S |  | 34.3 | 0 | 0% | 0 | 0 | [6 empty] | 0 | 31.41 | 0 | 0 | 33.6 | 0
| 0 | ICA17FDA | 13017FDA | 17" | Forever' Clamp |  | FDA-White Gskt | SS | S |  | 35.5 | 0 | 0% | 0 | 0 | [6 empty] | 0 | 32.62 | 0 | 0 | 34.8 | 0
| 0 | ICA18FDA | 13018FDA | 18" | Forever' Clamp |  | FDA-White Gskt | SS | S |  | 36.9 | 0 | 0% | 0 | 0 | [6 empty] | 0 | 33.94 | 0 | 0 | 36.2 | 0
| 0 | ICA19FDA | 13019FDA | 19" | Forever' Clamp |  | FDA-White Gskt | SS | S |  | 38.3 | 0 | 0% | 0 | 0 | [6 empty] | 0 | 35.15 | 0 | 0 | 37.5 | 0
| 0 | ICA20FDA | 13020FDA | 20" | Forever' Clamp |  | FDA-White Gskt | SS | S |  | 39.6 | 0 | 0% | 0 | 0 | [6 empty] | 0 | 36.37 | 0 | 0 | 38.8 | 0
| 0 | ICA22FDA | 13022FDA | 22" | Forever' Clamp |  | FDA-White Gskt | SS | S |  | 42.3 | 0 | 0% | 0 | 0 | [6 empty] | 0 | 38.89 | 0 | 0 | 41.5 | 0
| 0 | ICA22FDA | 13022FDA | 22" | Forever' Clamp |  | FDA-White Gskt | SS | S |  | 44.6 | 0 | 0% | 0 | 0 | [9 empty] | 0 | 43.7 | 0
| 0 | ICA03V | 13003V | 3" | Forever' Clamp |  | Viton Gskt | SS | S |  | 20.7 | 0 | 0% | 0 | 0 | [6 empty] | 0 | 19 | 0 | 0 | 20.3 | 0
| 0 | ICA04V | 13004V | 4" | Forever' Clamp |  | Viton Gskt | SS | S |  | 17.6 | 0 | 0% | 0 | 0 | [6 empty] | 0 | 16.19 | 0 | 0 | 17.3 | 0
| 0 | ICA05V | 13005V | 5" | Forever' Clamp |  | Viton Gskt | SS | S |  | 19.3 | 0 | 0% | 0 | 0 | [6 empty] | 0 | 17.77 | 0 | 0 | 18.9 | 0
| 0 | ICA06V | 13006V | 6" | Forever' Clamp |  | Viton Gskt | SS | S |  | 21.1 | 0 | 0% | 0 | 0 | [6 empty] | 0 | 19.34 | 0 | 0 | 20.7 | 0
| 0 | ICA07V | 13007V | 7" | Forever' Clamp |  | Viton Gskt | SS | S |  | 29.9 | 0 | 0% | 0 | 0 | [6 empty] | 0 | 27.44 | 0 | 0 | 29.3 | 0
| 0 | ICA08V | 13008V | 8" | Forever' Clamp |  | Viton Gskt | SS | S |  | 32.4 | 0 | 0% | 0 | 0 | [6 empty] | 0 | 29.8 | 0 | 0 | 31.8 | 0
| 0 | ICA09V | 13009V | 9" | Forever' Clamp |  | Viton Gskt | SS | S |  | 35.1 | 0 | 0% | 0 | 0 | [6 empty] | 0 | 32.25 | 0 | 0 | 34.4 | 0
| 0 | ICA10V | 13010V | 10" | Forever' Clamp |  | Viton Gskt | SS | S |  | 37.9 | 0 | 0% | 0 | 0 | [6 empty] | 0 | 34.91 | 0 | 0 | 37.2 | 0
| 0 | ICA11V | 13011V | 11" | Forever' Clamp |  | Viton Gskt | SS | S |  | 61 | 0 | 0% | 0 | 0 | [6 empty] | 0 | 56.04 | 0 | 0 | 59.8 | 0
| 0 | ICA12V | 13012V | 12" | Forever' Clamp |  | Viton Gskt | SS | S |  | 65.5 | 0 | 0% | 0 | 0 | [6 empty] | 0 | 60.18 | 0 | 0 | 64.2 | 0
| 0 | ICA13V | 13013V | 13" | Forever' Clamp |  | Viton Gskt | SS | S |  | 70.1 | 0 | 0% | 0 | 0 | [6 empty] | 0 | 64.37 | 0 | 0 | 68.7 | 0
| 0 | ICA14V | 13014V | 14" | Forever' Clamp |  | Viton Gskt | SS | S |  | 74.6 | 0 | 0% | 0 | 0 | [6 empty] | 0 | 68.57 | 0 | 0 | 73.1 | 0
| 0 | ICA15V | 13015V | 15" | Forever' Clamp |  | Viton Gskt | SS | S |  | 79.2 | 0 | 0% | 0 | 0 | [6 empty] | 0 | 72.76 | 0 | 0 | 77.6 | 0
| 0 | ICA16V | 13016V | 16" | Forever' Clamp |  | Viton Gskt | SS | S |  | 83.8 | 0 | 0% | 0 | 0 | [6 empty] | 0 | 76.96 | 0 | 0 | 82.2 | 0
| 0 | ICA17V | 13017V | 17" | Forever' Clamp |  | Viton Gskt | SS | S |  | 88 | 0 | 0% | 0 | 0 | [6 empty] | 0 | 80.95 | 0 | 0 | 86.3 | 0
| 0 | ICA18V | 13018V | 18" | Forever' Clamp |  | Viton Gskt | SS | S |  | 92.6 | 0 | 0% | 0 | 0 | [6 empty] | 0 | 85.05 | 0 | 0 | 90.8 | 0
| 0 | ICA19V | 13019V | 19" | Forever' Clamp |  | Viton Gskt | SS | S |  | 96.9 | 0 | 0% | 0 | 0 | [6 empty] | 0 | 89.04 | 0 | 0 | 95 | 0
| 0 | ICA20V | 13020V | 20" | Forever' Clamp |  | Viton Gskt | SS | S |  | 101.2 | 0 | 0% | 0 | 0 | [6 empty] | 0 | 93.03 | 0 | 0 | 99.2 | 0
| 0 | ICA22V | 13022V | 22" | Forever' Clamp |  | Viton Gskt | SS | S |  | 110.1 | 0 | 0% | 0 | 0 | [6 empty] | 0 | 101.12 | 0 | 0 | 107.9 | 0
| 0 | ICA24V | 13024V | 24" | Forever' Clamp |  | Viton Gskt | SS | S |  | 128.6 | 0 | 0% | 0 | 0 | [9 empty] | 0 | 126.1 | 0
| 0 | IBA03.3 | 14003.3 | 3" | 30 deg Branch-Standard | R | A-B-C | Glv | B | 30 | 80.3 | 0 | 0% | 0 | 0 | [6 empty] | 0 | 0 | 0 | 0 | 78.7 | 0
| 0 | IBA04.3 | 14004.3 | 4" | 30 deg Branch-Standard | R | A-B-C | Glv | B | 30 | 81.5 | 0 | 0% | 0 | 0 | [6 empty] | 0 | 58.9 | 0 | 0 | 79.9 | 0
| 0 | IBA05.3 | 14005.3 | 5" | 30 deg Branch-Standard | R | A-B-C | Glv | B | 30 | 85.8 | 0 | 0% | 0 | 0 | [6 empty] | 0 | 61.9 | 0 | 0 | 84.1 | 0
| 0 | IBA06.3 | 14006.3 | 6" | 30 deg Branch-Standard | R | A-B-C | Glv | B | 30 | 88.5 | 0 | 0% | 0 | 0 | [6 empty] | 0 | 64 | 0 | 0 | 86.8 | 0
| 0 | IBA07.3 | 14007.3 | 7" | 30 deg Branch-Standard | R | A-B-C | Glv | B | 30 | 90.1 | 0 | 0% | 0 | 0 | [6 empty] | 0 | 65 | 0 | 0 | 88.3 | 0
| 0 | IBA08.3 | 14008.3 | 8" | 30 deg Branch-Standard | R | A-B-C | Glv | B | 30 | 92.2 | 0 | 0% | 0 | 0 | [6 empty] | 0 | 66.6 | 0 | 0 | 90.4 | 0
| 0 | IBA09.3 | 14009.3 | 9" | 30 deg Branch-Standard | R | A-B-C | Glv | B | 30 | 96.4 | 0 | 0% | 0 | 0 | [6 empty] | 0 | 69.6 | 0 | 0 | 94.5 | 0
| 0 | IBA10.3 | 14010.3 | 10" | 30 deg Branch-Standard | R | A-B-C | Glv | B | 30 | 103 | 0 | 0% | 0 | 0 | [6 empty] | 0 | 74.3 | 0 | 0 | 101 | 0
| 0 | IBA11.3 | 14011.3 | 11" | 30 deg Branch-Standard | R | A-B-C | Glv | B | 30 | 108.5 | 0 | 0% | 0 | 0 | [6 empty] | 0 | 78.4 | 0 | 0 | 106.4 | 0
| 0 | IBA12.3 | 14012.3 | 12" | 30 deg Branch-Standard | R | A-B-C | Glv | B | 30 | 114.2 | 0 | 0% | 0 | 0 | [6 empty] | 0 | 82.6 | 0 | 0 | 112 | 0
| 0 | IBA13.3 | 14013.3 | 13" | 30 deg Branch-Standard | R | A-B-C | Glv | B | 30 | 124.3 | 0 | 0% | 0 | 0 | [6 empty] | 0 | 89.8 | 0 | 0 | 121.9 | 0
| 0 | IBA14.3 | 14014.3 | 14" | 30 deg Branch-Standard | R | A-B-C | Glv | B | 40 | 134.2 | 0 | 0% | 0 | 0 | [6 empty] | 0 | 97 | 0 | 0 | 131.6 | 0
| 0 | IBA15.3 | 14015.3 | 15" | 30 deg Branch-Standard | R | A-B-C | Glv | B | 40 | 144.2 | 0 | 0% | 0 | 0 | [6 empty] | 0 | 104.2 | 0 | 0 | 141.4 | 0
| 0 | IBA16.3 | 14016.3 | 16" | 30 deg Branch-Standard | R | A-B-C | Glv | B | 40 | 154.3 | 0 | 0% | 0 | 0 | [6 empty] | 0 | 111.5 | 0 | 0 | 151.3 | 0
| 0 | IBA17.3 | 14017.3 | 17" | 30 deg Branch-Standard | R | A-B-C | Glv | B | 40 | 161.2 | 0 | 0% | 0 | 0 | [6 empty] | 0 | 116.4 | 0 | 0 | 158 | 0
| 0 | IBA18.3 | 14018.3 | 18" | 30 deg Branch-Standard | R | A-B-C | Glv | B | 40 | 167.9 | 0 | 0% | 0 | 0 | [6 empty] | 0 | 121.3 | 0 | 0 | 164.6 | 0
| 0 | IBA19.3 | 14019.3 | 19" | 30 deg Branch-Standard | R | A-B-C | Glv | B | 40 | 185 | 0 | 0% | 0 | 0 | [6 empty] | 0 | 133.7 | 0 | 0 | 181.4 | 0
| 0 | IBA20.3 | 14020.3 | 20" | 30 deg Branch-Standard | R | A-B-C | Glv | B | 40 | 202.3 | 0 | 0% | 0 | 0 | [6 empty] | 0 | 146.1 | 0 | 0 | 198.3 | 0
| 0 | IBA22.3 | 14022.3 | 22" | 30 deg Branch-Standard | R | A-B-C | Glv | B | 40 | 254.3 | 0 | 0% | 0 | 0 | [6 empty] | 0 | 183.7 | 0 | 0 | 249.3 | 0
| 0 | IBA24.3 | 14024.3 | 24" | 30 deg Branch-Standard | R | A-B-C | Glv | B | 40 | 313.4 | 0 | 0% | 0 | 0 | [9 empty] | 0 | 307.3 | 0
| 0 | IBA03.45 | 14003.45 | 3" | 45 deg Branch-Standard | R | A-B-C | Glv | B | 30 | 80.3 | 0 | 0% | 0 | 0 | [6 empty] | 0 | 57.9 | 0 | 0 | 78.7 | 0
| 0 | IBA04.45 | 14004.45 | 4" | 45 deg Branch-Standard | R | A-B-C | Glv | B | 30 | 81.5 | 0 | 0% | 0 | 0 | [6 empty] | 0 | 58.9 | 0 | 0 | 79.9 | 0
| 0 | IBA05.45 | 14005.45 | 5" | 45 deg Branch-Standard | R | A-B-C | Glv | B | 30 | 85.8 | 0 | 0% | 0 | 0 | [6 empty] | 0 | 61.9 | 0 | 0 | 84.1 | 0
| 0 | IBA06.45 | 14006.45 | 6" | 45 deg Branch-Standard | R | A-B-C | Glv | B | 30 | 88.5 | 0 | 0% | 0 | 0 | [6 empty] | 0 | 64 | 0 | 0 | 86.8 | 0
| 0 | IBA07.45 | 14007.45 | 7" | 45 deg Branch-Standard | R | A-B-C | Glv | B | 30 | 90.1 | 0 | 0% | 0 | 0 | [6 empty] | 0 | 65 | 0 | 0 | 88.3 | 0
| 1 | IBA08.45 | 14008.45 | 8" | 45 deg Branch-Standard | R | A-B-C | Glv | B | 30 | 92.2 | 92.2 | 0% | 92.2 | 92.2 | [6 empty] | 1 | 66.6 | 66.6 | 1 | 90.4 | 90.4
| 0 | IBA09.45 | 14009.45 | 9" | 45 deg Branch-Standard | R | A-B-C | Glv | B | 30 | 96.4 | 0 | 0% | 0 | 0 | [6 empty] | 0 | 69.6 | 0 | 0 | 94.5 | 0
| 0 | IBA10.45 | 14010.45 | 10" | 45 deg Branch-Standard | R | A-B-C | Glv | B | 30 | 103 | 0 | 0% | 0 | 0 | [6 empty] | 0 | 74.3 | 0 | 0 | 101 | 0
| 0 | IBA11.45 | 14011.45 | 11" | 45 deg Branch-Standard | R | A-B-C | Glv | B | 30 | 108.5 | 0 | 0% | 0 | 0 | [6 empty] | 0 | 78.4 | 0 | 0 | 106.4 | 0
| 0 | IBA12.45 | 14012.45 | 12" | 45 deg Branch-Standard | R | A-B-C | Glv | B | 30 | 114.2 | 0 | 0% | 0 | 0 | [6 empty] | 0 | 82.6 | 0 | 0 | 112 | 0
| 0 | IBA13.45 | 14013.45 | 13" | 45 deg Branch-Standard | R | A-B-C | Glv | B | 30 | 124.3 | 0 | 0% | 0 | 0 | [6 empty] | 0 | 89.8 | 0 | 0 | 121.9 | 0
| 0 | IBA14.45 | 14014.45 | 14" | 45 deg Branch-Standard | R | A-B-C | Glv | B | 40 | 134.2 | 0 | 0% | 0 | 0 | [6 empty] | 0 | 97 | 0 | 0 | 131.6 | 0
| 0 | IBA15.45 | 14015.45 | 15" | 45 deg Branch-Standard | R | A-B-C | Glv | B | 40 | 144.2 | 0 | 0% | 0 | 0 | [6 empty] | 0 | 104.2 | 0 | 0 | 141.4 | 0
| 0 | IBA16.45 | 14016.45 | 16" | 45 deg Branch-Standard | R | A-B-C | Glv | B | 40 | 154.3 | 0 | 0% | 0 | 0 | [6 empty] | 0 | 111.5 | 0 | 0 | 151.3 | 0
| 0 | IBA17.45 | 14017.45 | 17" | 45 deg Branch-Standard | R | A-B-C | Glv | B | 40 | 161.2 | 0 | 0% | 0 | 0 | [6 empty] | 0 | 116.4 | 0 | 0 | 158 | 0
| 0 | IBA18.45 | 14018.45 | 18" | 45 deg Branch-Standard | R | A-B-C | Glv | B | 40 | 167.9 | 0 | 0% | 0 | 0 | [6 empty] | 0 | 121.3 | 0 | 0 | 164.6 | 0
| 0 | IBA19.45 | 14019.45 | 19" | 45 deg Branch-Standard | R | A-B-C | Glv | B | 40 | 185 | 0 | 0% | 0 | 0 | [6 empty] | 0 | 133.7 | 0 | 0 | 181.4 | 0
| 0 | IBA20.45 | 14020.45 | 20" | 45 deg Branch-Standard | R | A-B-C | Glv | B | 40 | 202.3 | 0 | 0% | 0 | 0 | [6 empty] | 0 | 146.1 | 0 | 0 | 198.3 | 0
| 0 | IBA22.45 | 14022.45 | 22" | 45 deg Branch-Standard | R | A-B-C | Glv | B | 40 | 254.3 | 0 | 0% | 0 | 0 | [6 empty] | 0 | 183.7 | 0 | 0 | 249.3 | 0
| 0 | IBA24.45 | 14024.45 | 24" | 45 deg Branch-Standard | R | A-B-C | Glv | B | 40 | 313.4 | 0 | 0% | 0 | 0 | [9 empty] | 0 | 307.3 | 0
| 0 | IBB03.3 | 14103.3 | 3" | 30 deg Double Branch | R | A-B-C-D | Glv | B | 35 | 101.5 | 0 | 0% | 0 | 0 | [6 empty] | 0 | 73.3 | 0 | 0 | 99.5 | 0
| 0 | IBB04.3 | 14104.3 | 4" | 30 deg Double Branch | R | A-B-C-D | Glv | B | 35 | 103 | 0 | 0% | 0 | 0 | [6 empty] | 0 | 74.3 | 0 | 0 | 101 | 0
| 0 | IBB05.3 | 14105.3 | 5" | 30 deg Double Branch | R | A-B-C-D | Glv | B | 35 | 108.1 | 0 | 0% | 0 | 0 | [6 empty] | 0 | 78.2 | 0 | 0 | 106 | 0
| 0 | IBB06.3 | 14106.3 | 6" | 30 deg Double Branch | R | A-B-C-D | Glv | B | 35 | 113 | 0 | 0% | 0 | 0 | [6 empty] | 0 | 81.6 | 0 | 0 | 110.8 | 0
| 0 | IBB07.3 | 14107.3 | 7" | 30 deg Double Branch | R | A-B-C-D | Glv | B | 35 | 116.2 | 0 | 0% | 0 | 0 | [6 empty] | 0 | 83.9 | 0 | 0 | 113.9 | 0
| 0 | IBB08.3 | 14108.3 | 8" | 30 deg Double Branch | R | A-B-C-D | Glv | B | 35 | 121.4 | 0 | 0% | 0 | 0 | [6 empty] | 0 | 87.7 | 0 | 0 | 119 | 0
| 0 | IBB09.3 | 14109.3 | 9" | 30 deg Double Branch | R | A-B-C-D | Glv | B | 35 | 127.4 | 0 | 0% | 0 | 0 | [6 empty] | 0 | 92.1 | 0 | 0 | 124.9 | 0
| 0 | IBB10.3 | 14110.3 | 10" | 30 deg Double Branch | R | A-B-C-D | Glv | B | 35 | 130.2 | 0 | 0% | 0 | 0 | [6 empty] | 0 | 93.9 | 0 | 0 | 127.6 | 0
| 0 | IBB11.3 | 14111.3 | 11" | 30 deg Double Branch | R | A-B-C-D | Glv | B | 35 | 139.7 | 0 | 0% | 0 | 0 | [6 empty] | 0 | 100.9 | 0 | 0 | 137 | 0
| 0 | IBB12.3 | 14112.3 | 12" | 30 deg Double Branch | R | A-B-C-D | Glv | B | 35 | 149.3 | 0 | 0% | 0 | 0 | [6 empty] | 0 | 107.8 | 0 | 0 | 146.4 | 0
| 0 | IBB13.3 | 14113.3 | 13" | 30 deg Double Branch | R | A-B-C-D | Glv | B | 40 | 164.6 | 0 | 0% | 0 | 0 | [6 empty] | 0 | 118.9 | 0 | 0 | 161.4 | 0
| 0 | IBB14.3 | 14114.3 | 14" | 30 deg Double Branch | R | A-B-C-D | Glv | B | 40 | 179.8 | 0 | 0% | 0 | 0 | [6 empty] | 0 | 129.9 | 0 | 0 | 176.3 | 0
| 0 | IBB15.3 | 14115.3 | 15" | 30 deg Double Branch | R | A-B-C-D | Glv | B | 40 | 189.9 | 0 | 0% | 0 | 0 | [6 empty] | 0 | 137.2 | 0 | 0 | 186.2 | 0
| 0 | IBB16.3 | 14116.3 | 16" | 30 deg Double Branch | R | A-B-C-D | Glv | B | 40 | 200 | 0 | 0% | 0 | 0 | [6 empty] | 0 | 144.5 | 0 | 0 | 196.1 | 0
| 0 | IBB17.3 | 14117.3 | 17" | 30 deg Double Branch | R | A-B-C-D | Glv | B | 40 | 211.1 | 0 | 0% | 0 | 0 | [6 empty] | 0 | 152.5 | 0 | 0 | 207 | 0
| 0 | IBB18.3 | 14118.3 | 18" | 30 deg Double Branch | R | A-B-C-D | Glv | B | 40 | 222.3 | 0 | 0% | 0 | 0 | [6 empty] | 0 | 160.5 | 0 | 0 | 217.9 | 0
| 0 | IBB19.3 | 14119.3 | 19" | 30 deg Double Branch | R | A-B-C-D | Glv | B | 40 | 243.1 | 0 | 0% | 0 | 0 | [6 empty] | 0 | 175.7 | 0 | 0 | 238.3 | 0
| 0 | IBB20.3 | 14120.3 | 20" | 30 deg Double Branch | R | A-B-C-D | Glv | B | 40 | 264.3 | 0 | 0% | 0 | 0 | [6 empty] | 0 | 190.9 | 0 | 0 | 259.1 | 0
| 0 | IBB22.3 | 14122.3 | 22" | 30 deg Double Branch | R | A-B-C-D | Glv | B | 40 | 303.7 | 0 | 0% | 0 | 0 | [6 empty] | 0 | 219.3 | 0 | 0 | 297.7 | 0
| 0 | IBB24.3 | 14124.3 | 24" | 30 deg Double Branch | R | A-B-C-D | Glv | B | 40 | 331.9 | 0 | 0% | 0 | 0 | [9 empty] | 0 | 325.4 | 0
| 0 | IBB03.45 | 14103.45 | 3" | 45 deg Double Branch | R | A-B-C-D | Glv | B | 35 | 101.5 | 0 | 0% | 0 | 0 | [6 empty] | 0 | 73.3 | 0 | 0 | 99.5 | 0
| 0 | IBB04.45 | 14104.45 | 4" | 45 deg Double Branch | R | A-B-C-D | Glv | B | 35 | 103 | 0 | 0% | 0 | 0 | [6 empty] | 0 | 74.3 | 0 | 0 | 101 | 0
| 0 | IBB05.45 | 14105.45 | 5" | 45 deg Double Branch | R | A-B-C-D | Glv | B | 35 | 108.1 | 0 | 0% | 0 | 0 | [6 empty] | 0 | 78.2 | 0 | 0 | 106 | 0
| 0 | IBB06.45 | 14106.45 | 6" | 45 deg Double Branch | R | A-B-C-D | Glv | B | 35 | 113 | 0 | 0% | 0 | 0 | [6 empty] | 0 | 81.6 | 0 | 0 | 110.8 | 0
| 0 | IBB07.45 | 14107.45 | 7" | 45 deg Double Branch | R | A-B-C-D | Glv | B | 35 | 116.2 | 0 | 0% | 0 | 0 | [6 empty] | 0 | 83.9 | 0 | 0 | 113.9 | 0
| 0 | IBB08.45 | 14108.45 | 8" | 45 deg Double Branch | R | A-B-C-D | Glv | B | 35 | 121.4 | 0 | 0% | 0 | 0 | [6 empty] | 0 | 87.7 | 0 | 0 | 119 | 0
| 0 | IBB09.45 | 14109.45 | 9" | 45 deg Double Branch | R | A-B-C-D | Glv | B | 35 | 127.4 | 0 | 0% | 0 | 0 | [6 empty] | 0 | 92.1 | 0 | 0 | 124.9 | 0
| 0 | IBB10.45 | 14110.45 | 10" | 45 deg Double Branch | R | A-B-C-D | Glv | B | 35 | 130.2 | 0 | 0% | 0 | 0 | [6 empty] | 0 | 93.9 | 0 | 0 | 127.6 | 0
| 0 | IBB11.45 | 14111.45 | 11" | 45 deg Double Branch | R | A-B-C-D | Glv | B | 35 | 139.7 | 0 | 0% | 0 | 0 | [6 empty] | 0 | 100.9 | 0 | 0 | 137 | 0
| 0 | IBB12.45 | 14112.45 | 12" | 45 deg Double Branch | R | A-B-C-D | Glv | B | 35 | 149.3 | 0 | 0% | 0 | 0 | [6 empty] | 0 | 107.8 | 0 | 0 | 146.4 | 0
| 0 | IBB13.45 | 14113.45 | 13" | 45 deg Double Branch | R | A-B-C-D | Glv | B | 40 | 164.6 | 0 | 0% | 0 | 0 | [6 empty] | 0 | 118.9 | 0 | 0 | 161.4 | 0
| 0 | IBB14.45 | 14114.45 | 14" | 45 deg Double Branch | R | A-B-C-D | Glv | B | 40 | 179.8 | 0 | 0% | 0 | 0 | [6 empty] | 0 | 129.9 | 0 | 0 | 176.3 | 0
| 0 | IBB15.45 | 14115.45 | 15" | 45 deg Double Branch | R | A-B-C-D | Glv | B | 40 | 189.9 | 0 | 0% | 0 | 0 | [6 empty] | 0 | 137.2 | 0 | 0 | 186.2 | 0
| 0 | IBB16.45 | 14116.45 | 16" | 45 deg Double Branch | R | A-B-C-D | Glv | B | 40 | 200 | 0 | 0% | 0 | 0 | [6 empty] | 0 | 144.5 | 0 | 0 | 196.1 | 0
| 0 | IBB17.45 | 14117.45 | 17" | 45 deg Double Branch | R | A-B-C-D | Glv | B | 40 | 211.1 | 0 | 0% | 0 | 0 | [6 empty] | 0 | 152.5 | 0 | 0 | 207 | 0
| 0 | IBB18.45 | 14118.45 | 18" | 45 deg Double Branch | R | A-B-C-D | Glv | B | 40 | 222.3 | 0 | 0% | 0 | 0 | [6 empty] | 0 | 160.5 | 0 | 0 | 217.9 | 0
| 0 | IBB19.45 | 14119.45 | 19" | 45 deg Double Branch | R | A-B-C-D | Glv | B | 40 | 243.1 | 0 | 0% | 0 | 0 | [6 empty] | 0 | 175.7 | 0 | 0 | 238.3 | 0
| 0 | IBB20.45 | 14120.45 | 20" | 45 deg Double Branch | R | A-B-C-D | Glv | B | 40 | 264.3 | 0 | 0% | 0 | 0 | [6 empty] | 0 | 190.9 | 0 | 0 | 259.1 | 0
| 0 | IBB22.45 | 14122.45 | 22" | 45 deg Double Branch | R | A-B-C-D | Glv | B | 40 | 303.7 | 0 | 0% | 0 | 0 | [6 empty] | 0 | 219.3 | 0 | 0 | 297.7 | 0
| 0 | IBB24.45 | 14124.45 | 24" | 45 deg Double Branch | R | A-B-C-D | Glv | B | 40 | 331.9 | 0 | 0% | 0 | 0 | [9 empty] | 0 | 325.4 | 0
| 0 | IBC04.45 | 14204.45 | 4" | Y- branch-45 deg | R | A-B-C | Glv | B | 30 | 103 | 0 | 0% | 0 | 0 | [6 empty] | 0 | 74.3 | 0 | 0 | 101 | 0
| 0 | IBC05.45 | 14205.45 | 5" | Y- branch-45 deg | R | A-B-C | Glv | B | 30 | 107.9 | 0 | 0% | 0 | 0 | [6 empty] | 0 | 78 | 0 | 0 | 105.8 | 0
| 0 | IBC06.45 | 14206.45 | 6" | Y- branch-45 deg | R | A-B-C | Glv | B | 30 | 113 | 0 | 0% | 0 | 0 | [6 empty] | 0 | 81.6 | 0 | 0 | 110.8 | 0
| 0 | IBC07.45 | 14207.45 | 7" | Y- branch-45 deg | R | A-B-C | Glv | B | 30 | 116.2 | 0 | 0% | 0 | 0 | [6 empty] | 0 | 83.9 | 0 | 0 | 113.9 | 0
| 0 | IBC08.45 | 14208.45 | 8" | Y- branch-45 deg | R | A-B-C | Glv | B | 30 | 125.6 | 0 | 0% | 0 | 0 | [6 empty] | 0 | 98.6 | 0 | 0 | 123.1 | 0
| 0 | IBC09.45 | 14209.45 | 9" | Y- branch-45 deg | R | A-B-C | Glv | B | 30 | 127.4 | 0 | 0% | 0 | 0 | [6 empty] | 0 | 92.1 | 0 | 0 | 124.9 | 0
| 0 | IBC10.45 | 14210.45 | 10" | Y- branch-45 deg | R | A-B-C | Glv | B | 30 | 130.2 | 0 | 0% | 0 | 0 | [6 empty] | 0 | 93.9 | 0 | 0 | 127.6 | 0
| 0 | IBC11.45 | 14211.45 | 11" | Y- branch-45 deg | R | A-B-C | Glv | B | 30 | 139.7 | 0 | 0% | 0 | 0 | [6 empty] | 0 | 100.9 | 0 | 0 | 137 | 0
| 0 | IBC12.45 | 14212.45 | 12" | Y- branch-45 deg | R | A-B-C | Glv | B | 30 | 149.3 | 0 | 0% | 0 | 0 | [6 empty] | 0 | 107.8 | 0 | 0 | 146.4 | 0
| 0 | IBC13.45 | 14213.45 | 13" | Y- branch-45 deg | R | A-B-C | Glv | B | 45 | 164.6 | 0 | 0% | 0 | 0 | [6 empty] | 0 | 118.9 | 0 | 0 | 161.4 | 0
| 0 | IBC14.45 | 14214.45 | 14" | Y- branch-45 deg | R | A-B-C | Glv | B | 45 | 179.8 | 0 | 0% | 0 | 0 | [6 empty] | 0 | 129.9 | 0 | 0 | 176.3 | 0
| 0 | IBC15.45 | 14215.45 | 15" | Y- branch-45 deg | R | A-B-C | Glv | B | 45 | 189.9 | 0 | 0% | 0 | 0 | [6 empty] | 0 | 137.2 | 0 | 0 | 186.2 | 0
| 0 | IBC16.45 | 14216.45 | 16" | Y- branch-45 deg | R | A-B-C | Glv | B | 45 | 200 | 0 | 0% | 0 | 0 | [6 empty] | 0 | 144.5 | 0 | 0 | 196.1 | 0
| 0 | IBC17.45 | 14217.45 | 17" | Y- branch-45 deg | R | A-B-C | Glv | B | 45 | 211.1 | 0 | 0% | 0 | 0 | [6 empty] | 0 | 152.5 | 0 | 0 | 207 | 0
| 0 | IBC18.45 | 14218.45 | 18" | Y- branch-45 deg | R | A-B-C | Glv | B | 45 | 222.3 | 0 | 0% | 0 | 0 | [6 empty] | 0 | 160.5 | 0 | 0 | 217.9 | 0
| 0 | IBC19.45 | 14219.45 | 19" | Y- branch-45 deg | R | A-B-C | Glv | B | 45 | 243.7 | 0 | 0% | 0 | 0 | [6 empty] | 0 | 176 | 0 | 0 | 238.9 | 0
| 0 | IBC20.45 | 14220.45 | 20" | Y- branch-45 deg | R | A-B-C | Glv | B | 45 | 265.2 | 0 | 0% | 0 | 0 | [6 empty] | 0 | 191.5 | 0 | 0 | 260 | 0
| 0 | IBC22.45 | 14222.45 | 22" | Y- branch-45 deg | R | A-B-C | Glv | B | 45 | 303.7 | 0 | 0% | 0 | 0 | [6 empty] | 0 | 219.3 | 0 | 0 | 297.7 | 0
| 0 | IBC24.45 | 14224.45 | 24" | Y- branch-45 deg | R | A-B-C | Glv | B | 45 | 331.9 | 0 | 0% | 0 | 0 | [9 empty] | 0 | 325.4 | 0
| 0 | IBC04.3 | 14204.3 | 4" | Y- branch-30 deg | R | A-B-C | Glv | B | 30 | 103 | 0 | 0% | 0 | 0 | [6 empty] | 0 | 74.3 | 0 | 0 | 101 | 0
| 0 | IBC05.3 | 14205.3 | 5" | Y- branch-30 deg | R | A-B-C | Glv | B | 30 | 107.9 | 0 | 0% | 0 | 0 | [6 empty] | 0 | 78 | 0 | 0 | 105.8 | 0
| 0 | IBC06.3 | 14206.3 | 6" | Y- branch-30 deg | R | A-B-C | Glv | B | 30 | 113 | 0 | 0% | 0 | 0 | [6 empty] | 0 | 81.6 | 0 | 0 | 110.8 | 0
| 0 | IBC07.3 | 14207.3 | 7" | Y- branch-30 deg | R | A-B-C | Glv | B | 30 | 116.2 | 0 | 0% | 0 | 0 | [6 empty] | 0 | 83.9 | 0 | 0 | 113.9 | 0
| 0 | IBC08.3 | 14208.3 | 8" | Y- branch-30 deg | R | A-B-C | Glv | B | 30 | 136.5 | 0 | 0% | 0 | 0 | [6 empty] | 0 | 98.6 | 0 | 0 | 133.8 | 0
| 0 | IBC09.3 | 14209.3 | 9" | Y- branch-30 deg | R | A-B-C | Glv | B | 30 | 127.4 | 0 | 0% | 0 | 0 | [6 empty] | 0 | 92.1 | 0 | 0 | 124.9 | 0
| 0 | IBC10.3 | 14210.3 | 10" | Y- branch-30 deg | R | A-B-C | Glv | B | 30 | 130.2 | 0 | 0% | 0 | 0 | [6 empty] | 0 | 93.9 | 0 | 0 | 127.6 | 0
| 0 | IBC11.3 | 14211.3 | 11" | Y- branch-30 deg | R | A-B-C | Glv | B | 30 | 139.7 | 0 | 0% | 0 | 0 | [6 empty] | 0 | 100.9 | 0 | 0 | 137 | 0
| 0 | IBC12.3 | 14212.3 | 12" | Y- branch-30 deg | R | A-B-C | Glv | B | 30 | 149.3 | 0 | 0% | 0 | 0 | [6 empty] | 0 | 107.8 | 0 | 0 | 146.4 | 0
| 0 | IBC13.3 | 14213.3 | 13" | Y- branch-30 deg | R | A-B-C | Glv | B | 45 | 164.6 | 0 | 0% | 0 | 0 | [6 empty] | 0 | 118.9 | 0 | 0 | 161.4 | 0
| 0 | IBC14.3 | 14214.3 | 14" | Y- branch-30 deg | R | A-B-C | Glv | B | 45 | 179.8 | 0 | 0% | 0 | 0 | [6 empty] | 0 | 129.9 | 0 | 0 | 176.3 | 0
| 0 | IBC15.3 | 14215.3 | 15" | Y- branch-30 deg | R | A-B-C | Glv | B | 45 | 189.9 | 0 | 0% | 0 | 0 | [6 empty] | 0 | 137.2 | 0 | 0 | 186.2 | 0
| 0 | IBC16.3 | 14216.3 | 16" | Y- branch-30 deg | R | A-B-C | Glv | B | 45 | 200 | 0 | 0% | 0 | 0 | [6 empty] | 0 | 144.5 | 0 | 0 | 196.1 | 0
| 0 | IBC17.3 | 14217.3 | 17" | Y- branch-30 deg | R | A-B-C | Glv | B | 45 | 211.1 | 0 | 0% | 0 | 0 | [6 empty] | 0 | 152.5 | 0 | 0 | 207 | 0
| 0 | IBC18.3 | 14218.3 | 18" | Y- branch-30 deg | R | A-B-C | Glv | B | 45 | 222.3 | 0 | 0% | 0 | 0 | [6 empty] | 0 | 160.5 | 0 | 0 | 217.9 | 0
| 0 | IBC19.3 | 14219.3 | 19" | Y- branch-30 deg | R | A-B-C | Glv | B | 45 | 243.7 | 0 | 0% | 0 | 0 | [6 empty] | 0 | 176 | 0 | 0 | 238.9 | 0
| 0 | IBC20.3 | 14220.3 | 20" | Y- branch-30 deg | R | A-B-C | Glv | B | 45 | 265.2 | 0 | 0% | 0 | 0 | [6 empty] | 0 | 191.5 | 0 | 0 | 260 | 0
| 0 | IBC22.3 | 14222.3 | 22" | Y- branch-30 deg | R | A-B-C | Glv | B | 45 | 303.7 | 0 | 0% | 0 | 0 | [6 empty] | 0 | 219.3 | 0 | 0 | 297.7 | 0
| 0 | IBC24.3 | 14224.3 | 24" | Y- branch-30 deg | R | A-B-C | Glv | B | 45 | 331.9 | 0 | 0% | 0 | 0 | [9 empty] | 0 | 325.4 | 0
| 0 | IBD03 | 14303 | 3" | T-branch | R | A-B-C | Glv | B | 30 | 80.3 | 0 | 0% | 0 | 0 | [6 empty] | 0 | 57.9 | 0 | 0 | 78.7 | 0
| 0 | IBD04 | 14304 | 4" | T-branch | R | A-B-C | Glv | B | 30 | 81.5 | 0 | 0% | 0 | 0 | [6 empty] | 0 | 58.9 | 0 | 0 | 79.9 | 0
| 0 | IBD05 | 14305 | 5" | T-branch | R | A-B-C | Glv | B | 30 | 85.8 | 0 | 0% | 0 | 0 | [6 empty] | 0 | 61.9 | 0 | 0 | 84.1 | 0
| 0 | IBD06 | 14306 | 6" | T-branch | R | A-B-C | Glv | B | 30 | 88.5 | 0 | 0% | 0 | 0 | [6 empty] | 0 | 64 | 0 | 0 | 86.8 | 0
| 0 | IBD07 | 14307 | 7" | T-branch | R | A-B-C | Glv | B | 30 | 90.1 | 0 | 0% | 0 | 0 | [6 empty] | 0 | 65 | 0 | 0 | 88.3 | 0
| 0 | IBD08 | 14308 | 8" | T-branch | R | A-B-C | Glv | B | 30 | 92.2 | 0 | 0% | 0 | 0 | [6 empty] | 0 | 66.6 | 0 | 0 | 90.4 | 0
| 0 | IBD09 | 14309 | 9" | T-branch | R | A-B-C | Glv | B | 30 | 96.4 | 0 | 0% | 0 | 0 | [6 empty] | 0 | 69.6 | 0 | 0 | 94.5 | 0
| 0 | IBD10 | 14310 | 10" | T-branch | R | A-B-C | Glv | B | 30 | 103 | 0 | 0% | 0 | 0 | [6 empty] | 0 | 74.3 | 0 | 0 | 101 | 0
| 0 | IBD11 | 14311 | 11" | T-branch | R | A-B-C | Glv | B | 30 | 108.5 | 0 | 0% | 0 | 0 | [6 empty] | 0 | 78.4 | 0 | 0 | 106.4 | 0
| 0 | IBD12 | 14312 | 12" | T-branch | R | A-B-C | Glv | B | 30 | 114.2 | 0 | 0% | 0 | 0 | [6 empty] | 0 | 82.6 | 0 | 0 | 112 | 0
| 0 | IBD13 | 14313 | 13" | T-branch | R | A-B-C | Glv | B | 40 | 124.3 | 0 | 0% | 0 | 0 | [6 empty] | 0 | 89.8 | 0 | 0 | 121.9 | 0
| 0 | IBD14 | 14314 | 14" | T-branch | R | A-B-C | Glv | B | 40 | 134.2 | 0 | 0% | 0 | 0 | [6 empty] | 0 | 97 | 0 | 0 | 131.6 | 0
| 0 | IBD15 | 14315 | 15" | T-branch | R | A-B-C | Glv | B | 40 | 144.2 | 0 | 0% | 0 | 0 | [6 empty] | 0 | 104.2 | 0 | 0 | 141.4 | 0
| 0 | IBD16 | 14316 | 16" | T-branch | R | A-B-C | Glv | B | 40 | 154.3 | 0 | 0% | 0 | 0 | [6 empty] | 0 | 111.5 | 0 | 0 | 151.3 | 0
| 0 | IBD17 | 14317 | 17" | T-branch | R | A-B-C | Glv | B | 40 | 161.2 | 0 | 0% | 0 | 0 | [6 empty] | 0 | 116.4 | 0 | 0 | 158 | 0
| 0 | IBD18 | 14318 | 18" | T-branch | R | A-B-C | Glv | B | 40 | 167.9 | 0 | 0% | 0 | 0 | [6 empty] | 0 | 121.3 | 0 | 0 | 164.6 | 0
| 0 | IBD19 | 14319 | 19" | T-branch | R | A-B-C | Glv | B | 40 | 185 | 0 | 0% | 0 | 0 | [6 empty] | 0 | 133.7 | 0 | 0 | 181.4 | 0
| 0 | IBD20 | 14320 | 20" | T-branch | R | A-B-C | Glv | B | 40 | 202.3 | 0 | 0% | 0 | 0 | [6 empty] | 0 | 146.1 | 0 | 0 | 198.3 | 0
| 0 | IBD22 | 14322 | 22" | T-branch | R | A" on B" | Glv | B | 40 | 254.3 | 0 | 0% | 0 | 0 | [6 empty] | 0 | 183.7 | 0 | 0 | 249.3 | 0
| 0 | IBD24 | 14324 | 24" | T-branch | R | A" on B" | Glv | B | 40 | 321.1 | 0 | 0% | 0 | 0 | [9 empty] | 0 | 314.8 | 0
| 0 | IBE03.3 | 14403.3 | 3" | In-Cut Branch- 30deg | R | A" on B" | Glv | B | 20 | 40.2 | 0 | 0% | 0 | 0 | [6 empty] | 0 | 29 | 0 | 0 | 39.4 | 0
| 0 | IBE04.3 | 14404.3 | 4" | In-Cut Branch- 30deg | R | A" on B" | Glv | B | 20 | 40.4 | 0 | 0% | 0 | 0 | [6 empty] | 0 | 29.2 | 0 | 0 | 39.6 | 0
| 0 | IBE05.3 | 14405.3 | 5" | In-Cut Branch- 30deg | R | A" on B" | Glv | B | 20 | 41.4 | 0 | 0% | 0 | 0 | [6 empty] | 0 | 29.9 | 0 | 0 | 40.6 | 0
| 0 | IBE06.3 | 14406.3 | 6" | In-Cut Branch- 30deg | R | A" on B" | Glv | B | 20 | 44.7 | 0 | 0% | 0 | 0 | [6 empty] | 0 | 32.3 | 0 | 0 | 43.8 | 0
| 0 | IBE07.3 | 14407.3 | 7" | In-Cut Branch- 30deg | R | A" on B" | Glv | B | 20 | 47.2 | 0 | 0% | 0 | 0 | [6 empty] | 0 | 34.1 | 0 | 0 | 46.3 | 0
| 0 | IBE08.3 | 14408.3 | 8" | In-Cut Branch- 30deg | R | A" on B" | Glv | B | 20 | 49.4 | 0 | 0% | 0 | 0 | [6 empty] | 0 | 35.7 | 0 | 0 | 48.4 | 0
| 0 | IBE09.3 | 14409.3 | 9" | In-Cut Branch- 30deg | R | A" on B" | Glv | B | 20 | 51.3 | 0 | 0% | 0 | 0 | [6 empty] | 0 | 37.1 | 0 | 0 | 50.3 | 0
| 0 | IBE10.3 | 14410.3 | 10" | In-Cut Branch- 30deg | R | A" on B" | Glv | B | 20 | 55.8 | 0 | 0% | 0 | 0 | [6 empty] | 0 | 40.3 | 0 | 0 | 54.7 | 0
| 0 | IBE11.3 | 14411.3 | 11" | In-Cut Branch- 30deg | R | A" on B" | Glv | B | 20 | 57.8 | 0 | 0% | 0 | 0 | [6 empty] | 0 | 41.8 | 0 | 0 | 56.7 | 0
| 0 | IBE12.3 | 14412.3 | 12" | In-Cut Branch- 30deg | R | A" on B" | Glv | B | 20 | 60.1 | 0 | 0% | 0 | 0 | [6 empty] | 0 | 43.4 | 0 | 0 | 58.9 | 0
| 0 | IBE13.3 | 14413.3 | 13" | In-Cut Branch- 30deg | R | A" on B" | Glv | B | 20 | 64 | 0 | 0% | 0 | 0 | [6 empty] | 0 | 46.2 | 0 | 0 | 62.7 | 0
| 0 | IBE14.3 | 14414.3 | 14" | In-Cut Branch- 30deg | R | A" on B" | Glv | B | 20 | 67.7 | 0 | 0% | 0 | 0 | [6 empty] | 0 | 49 | 0 | 0 | 66.4 | 0
| 0 | IBE15.3 | 14415.3 | 15" | In-Cut Branch- 30deg | R | A" on B" | Glv | B | 20 | 72.1 | 0 | 0% | 0 | 0 | [6 empty] | 0 | 52.1 | 0 | 0 | 70.7 | 0
| 0 | IBE16.3 | 14416.3 | 16" | In-Cut Branch- 30deg | R | A" on B" | Glv | B | 20 | 76.4 | 0 | 0% | 0 | 0 | [6 empty] | 0 | 55.2 | 0 | 0 | 74.9 | 0
| 0 | IBE17.3 | 14417.3 | 17" | In-Cut Branch- 30deg | R | A" on B" | Glv | B | 20 | 80.8 | 0 | 0% | 0 | 0 | [6 empty] | 0 | 58.3 | 0 | 0 | 79.2 | 0
| 0 | IBE18.3 | 14418.3 | 18" | In-Cut Branch- 30deg | R | A" on B" | Glv | B | 20 | 85 | 0 | 0% | 0 | 0 | [6 empty] | 0 | 61.4 | 0 | 0 | 83.3 | 0
| 0 | IBE19.3 | 14419.3 | 19" | In-Cut Branch- 30deg | R | A" on B" | Glv | B | 20 | 110.1 | 0 | 0% | 0 | 0 | [6 empty] | 0 | 79.5 | 0 | 0 | 107.9 | 0
| 0 | IBE20.3 | 14420.3 | 20" | In-Cut Branch- 30deg | R | A" on B" | Glv | B | 20 | 135 | 0 | 0% | 0 | 0 | [6 empty] | 0 | 97.6 | 0 | 0 | 132.4 | 0
| 0 | IBE22.3 | 14422.3 | 22" | In-Cut Branch- 30deg | R | A" on B" | Glv | B | 20 | 185.8 | 0 | 0% | 0 | 0 | [6 empty] | 0 | 134.2 | 0 | 0 | 182.2 | 0
| 0 | IBE24.3 | 14424.3 | 24" | In-Cut Branch- 30deg | R | A" on B" | Glv | B | 20 | 185.8 | 0 | 0% | 0 | 0 | [9 empty] | 0 | 182.2 | 0
| 0 | IBE03.45 | 14403.45 | 3" | In-Cut Branch- 45 deg | R | A" on B" | Glv | B | 20 | 40.2 | 0 | 0% | 0 | 0 | [6 empty] | 0 | 29 | 0 | 0 | 39.4 | 0
| 0 | IBE04.45 | 14404.45 | 4" | In-Cut Branch- 45 deg | R | A" on B" | Glv | B | 20 | 40.4 | 0 | 0% | 0 | 0 | [6 empty] | 0 | 29.2 | 0 | 0 | 39.6 | 0
| 0 | IBE05.45 | 14405.45 | 5" | In-Cut Branch- 45 deg | R | A" on B" | Glv | B | 20 | 41.4 | 0 | 0% | 0 | 0 | [6 empty] | 0 | 29.9 | 0 | 0 | 40.6 | 0
| 0 | IBE06.45 | 14406.45 | 6" | In-Cut Branch- 45 deg | R | A" on B" | Glv | B | 20 | 44.7 | 0 | 0% | 0 | 0 | [6 empty] | 0 | 32.3 | 0 | 0 | 43.8 | 0
| 0 | IBE07.45 | 14407.45 | 7" | In-Cut Branch- 45 deg | R | A" on B" | Glv | B | 20 | 47.2 | 0 | 0% | 0 | 0 | [6 empty] | 0 | 34.1 | 0 | 0 | 46.3 | 0
| 0 | IBE08.45 | 14408.45 | 8" | In-Cut Branch- 45 deg | R | A" on B" | Glv | B | 20 | 49.4 | 0 | 0% | 0 | 0 | [6 empty] | 0 | 35.7 | 0 | 0 | 48.4 | 0
| 0 | IBE09.45 | 14409.45 | 9" | In-Cut Branch- 45 deg | R | A" on B" | Glv | B | 20 | 51.3 | 0 | 0% | 0 | 0 | [6 empty] | 0 | 37.1 | 0 | 0 | 50.3 | 0
| 0 | IBE10.45 | 14410.45 | 10" | In-Cut Branch- 45 deg | R | A" on B" | Glv | B | 20 | 55.8 | 0 | 0% | 0 | 0 | [6 empty] | 0 | 40.3 | 0 | 0 | 54.7 | 0
| 0 | IBE11.45 | 14411.45 | 11" | In-Cut Branch- 45 deg | R | A" on B" | Glv | B | 20 | 57.8 | 0 | 0% | 0 | 0 | [6 empty] | 0 | 41.8 | 0 | 0 | 56.7 | 0
| 0 | IBE12.45 | 14412.45 | 12" | In-Cut Branch- 45 deg | R | A" on B" | Glv | B | 20 | 60.1 | 0 | 0% | 0 | 0 | [6 empty] | 0 | 43.4 | 0 | 0 | 58.9 | 0
| 0 | IBE13.45 | 14413.45 | 13" | In-Cut Branch- 45 deg | R | A" on B" | Glv | B | 20 | 64 | 0 | 0% | 0 | 0 | [6 empty] | 0 | 46.2 | 0 | 0 | 62.7 | 0
| 0 | IBE14.45 | 14414.45 | 14" | In-Cut Branch- 45 deg | R | A" on B" | Glv | B | 20 | 67.7 | 0 | 0% | 0 | 0 | [6 empty] | 0 | 49 | 0 | 0 | 66.4 | 0
| 0 | IBE15.45 | 14415.45 | 15" | In-Cut Branch- 45 deg | R | A" on B" | Glv | B | 20 | 72.1 | 0 | 0% | 0 | 0 | [6 empty] | 0 | 52.1 | 0 | 0 | 70.7 | 0
| 0 | IBE16.45 | 14416.45 | 16" | In-Cut Branch- 45 deg | R | A" on B" | Glv | B | 20 | 76.4 | 0 | 0% | 0 | 0 | [6 empty] | 0 | 55.2 | 0 | 0 | 74.9 | 0
| 0 | IBE17.45 | 14417.45 | 17" | In-Cut Branch- 45 deg | R | A" on B" | Glv | B | 20 | 80.8 | 0 | 0% | 0 | 0 | [6 empty] | 0 | 58.3 | 0 | 0 | 79.2 | 0
| 0 | IBE18.45 | 14418.45 | 18" | In-Cut Branch- 45 deg | R | A" on B" | Glv | B | 20 | 85 | 0 | 0% | 0 | 0 | [6 empty] | 0 | 61.4 | 0 | 0 | 83.3 | 0
| 0 | IBE19.45 | 14419.45 | 19" | In-Cut Branch- 45 deg | R | A" on B" | Glv | B | 20 | 110.1 | 0 | 0% | 0 | 0 | [6 empty] | 0 | 79.5 | 0 | 0 | 107.9 | 0
| 0 | IBE20.45 | 14420.45 | 20" | In-Cut Branch- 45 deg | R | A" on B" | Glv | B | 20 | 135 | 0 | 0% | 0 | 0 | [6 empty] | 0 | 97.6 | 0 | 0 | 132.4 | 0
| 0 | IBE22.45 | 14422.45 | 22" | In-Cut Branch- 45 deg | R | A" on B" | Glv | B | 20 | 185.8 | 0 | 0% | 0 | 0 | [6 empty] | 0 | 134.2 | 0 | 0 | 182.2 | 0
| 0 | IBE24.45 | 14424.45 | 24" | In-Cut Branch- 45 deg | R | A" on B" | Glv | B | 20 | 239.4 | 0 | 0% | 0 | 0 | [9 empty] | 0 | 234.7 | 0
| 0 | IBF03 | 14503 | 3" | Tap-in T | R | A" on B" | Glv | B | 20 | 40.2 | 0 | 0% | 0 | 0 | [6 empty] | 0 | 29 | 0 | 0 | 39.4 | 0
| 0 | IBF04 | 14504 | 4" | Tap-in T | R | A" on B" | Glv | B | 20 | 40.4 | 0 | 0% | 0 | 0 | [6 empty] | 0 | 29.2 | 0 | 0 | 39.6 | 0
| 0 | IBF05 | 14505 | 5" | Tap-in T | R | A" on B" | Glv | B | 20 | 41.4 | 0 | 0% | 0 | 0 | [6 empty] | 0 | 29.9 | 0 | 0 | 40.6 | 0
| 0 | IBF06 | 14506 | 6" | Tap-in T | R | A" on B" | Glv | B | 20 | 44.7 | 0 | 0% | 0 | 0 | [6 empty] | 0 | 32.3 | 0 | 0 | 43.8 | 0
| 0 | IBF07 | 14507 | 7" | Tap-in T | R | A" on B" | Glv | B | 20 | 47.2 | 0 | 0% | 0 | 0 | [6 empty] | 0 | 34.1 | 0 | 0 | 46.3 | 0
| 0 | IBF08 | 14508 | 8" | Tap-in T | R | A" on B" | Glv | B | 20 | 49.4 | 0 | 0% | 0 | 0 | [6 empty] | 0 | 35.7 | 0 | 0 | 48.4 | 0
| 0 | IBF09 | 14509 | 9" | Tap-in T | R | A" on B" | Glv | B | 20 | 51.3 | 0 | 0% | 0 | 0 | [6 empty] | 0 | 37.1 | 0 | 0 | 50.3 | 0
| 0 | IBF10 | 14510 | 10" | Tap-in T | R | A" on B" | Glv | B | 20 | 55.8 | 0 | 0% | 0 | 0 | [6 empty] | 0 | 40.3 | 0 | 0 | 54.7 | 0
| 0 | IBF11 | 14511 | 11" | Tap-in T | R | A" on B" | Glv | B | 20 | 57.8 | 0 | 0% | 0 | 0 | [6 empty] | 0 | 41.8 | 0 | 0 | 56.7 | 0
| 0 | IBF12 | 14512 | 12" | Tap-in T | R | A" on B" | Glv | B | 20 | 60.1 | 0 | 0% | 0 | 0 | [6 empty] | 0 | 43.4 | 0 | 0 | 58.9 | 0
| 0 | IBF13 | 14513 | 13" | Tap-in T | R | A" on B" | Glv | B | 20 | 64 | 0 | 0% | 0 | 0 | [6 empty] | 0 | 46.2 | 0 | 0 | 62.7 | 0
| 0 | IBF14 | 14514 | 14" | Tap-in T | R | A" on B" | Glv | B | 20 | 67.7 | 0 | 0% | 0 | 0 | [6 empty] | 0 | 49 | 0 | 0 | 66.4 | 0
| 0 | IBF15 | 14515 | 15" | Tap-in T | R | A" on B" | Glv | B | 20 | 72.1 | 0 | 0% | 0 | 0 | [6 empty] | 0 | 52.1 | 0 | 0 | 70.7 | 0
| 0 | IBF16 | 14516 | 16" | Tap-in T | R | A" on B" | Glv | B | 20 | 76.4 | 0 | 0% | 0 | 0 | [6 empty] | 0 | 55.2 | 0 | 0 | 74.9 | 0
| 0 | IBF17 | 14517 | 17" | Tap-in T | R | A" on B" | Glv | B | 20 | 80.8 | 0 | 0% | 0 | 0 | [6 empty] | 0 | 58.3 | 0 | 0 | 79.2 | 0
| 0 | IBF18 | 14518 | 18" | Tap-in T | R | A" on B" | Glv | B | 20 | 85 | 0 | 0% | 0 | 0 | [6 empty] | 0 | 61.4 | 0 | 0 | 83.3 | 0
| 0 | IBF19 | 14519 | 19" | Tap-in T | R | A" on B" | Glv | B | 20 | 110.1 | 0 | 0% | 0 | 0 | [6 empty] | 0 | 79.5 | 0 | 0 | 107.9 | 0
| 0 | IBF20 | 14520 | 20" | Tap-in T | R | A" on B" | Glv | B | 20 | 135 | 0 | 0% | 0 | 0 | [6 empty] | 0 | 97.6 | 0 | 0 | 132.4 | 0
| 0 | IBF22 | 14522 | 22" | Tap-in T | R | A" on B" | Glv | B | 20 | 185.8 | 0 | 0% | 0 | 0 | [6 empty] | 0 | 134.2 | 0 | 0 | 182.2 | 0
| 0 | IBF24 | 14524 | 24" | Tap-in T | R | A" on B" | Glv | B | 20 | 239.4 | 0 | 0% | 0 | 0 | [9 empty] | 0 | 234.7 | 0
| 0 | IAA03 | 15003 | 3" | Adapter | R | A" to B"- Specify raw end | Glv | T | 10 | 15.2 | 0 | 0% | 0 | 0 | [6 empty] | 0 | 12.3 | 0 | 0 | 14.9 | 0
| 0 | IAA04 | 15004 | 4" | Adapter | R | A" to B"- Specify raw end | Glv | T | 10 | 15.2 | 0 | 0% | 0 | 0 | [6 empty] | 0 | 12.3 | 0 | 0 | 14.9 | 0
| 0 | IAA05 | 15005 | 5" | Adapter | R | A" to B"- Specify raw end | Glv | T | 10 | 17 | 0 | 0% | 0 | 0 | [6 empty] | 0 | 13.7 | 0 | 0 | 16.7 | 0
| 0 | IAA06 | 15006 | 6" | Adapter | R | to collector | Glv | T | 10 | 20.8 | 0 | 0% | 0 | 0 | [6 empty] | 0 | 16.7 | 0 | 0 | 20.4 | 0
| 0 | IAA07 | 15007 | 7" | Adapter | R | A" to B"- Specify raw end | Glv | T | 10 | 21.5 | 0 | 0% | 0 | 0 | [6 empty] | 0 | 17.4 | 0 | 0 | 21.1 | 0
| 0 | IAA08 | 15008 | 8" | Adapter | R | A" to B"- Specify raw end | Glv | T | 10 | 23.3 | 0 | 0% | 0 | 0 | [6 empty] | 0 | 18.7 | 0 | 0 | 22.8 | 0
| 0 | IAA09 | 15009 | 9" | Adapter | R | A" to B"- Specify raw end | Glv | T | 10 | 24.6 | 0 | 0% | 0 | 0 | [6 empty] | 0 | 19.8 | 0 | 0 | 24.1 | 0
| 0 | IAA10 | 15010 | 10" | Adapter | R | A" to B"- Specify raw end | Glv | T | 10 | 26.2 | 0 | 0% | 0 | 0 | [6 empty] | 0 | 21 | 0 | 0 | 25.7 | 0
| 0 | IAA11 | 15011 | 11" | Adapter | R | A" to B"- Specify raw end | Glv | T | 10 | 26.9 | 0 | 0% | 0 | 0 | [6 empty] | 0 | 21.7 | 0 | 0 | 26.4 | 0
| 0 | IAA12 | 15012 | 12" | Adapter | R | A" to B"- Specify raw end | Glv | T | 10 | 27.8 | 0 | 0% | 0 | 0 | [6 empty] | 0 | 22.4 | 0 | 0 | 27.3 | 0
| 0 | IAA13 | 15013 | 13" | Adapter | R | A" to B"- Specify raw end | Glv | T | 10 | 28.7 | 0 | 0% | 0 | 0 | [6 empty] | 0 | 23.1 | 0 | 0 | 28.1 | 0
| 0 | IAA14 | 15014 | 14" | Adapter | R | A" to B"- Specify raw end | Glv | T | 10 | 29.6 | 0 | 0% | 0 | 0 | [6 empty] | 0 | 23.7 | 0 | 0 | 29 | 0
| 0 | IAA15 | 15015 | 15" | Adapter | R | A" to B"- Specify raw end | Glv | T | 10 | 30.1 | 0 | 0% | 0 | 0 | [6 empty] | 0 | 24.2 | 0 | 0 | 29.5 | 0
| 0 | IAA16 | 15016 | 16" | Adapter | R | A" to B"- Specify raw end | Glv | T | 10 | 30.8 | 0 | 0% | 0 | 0 | [6 empty] | 0 | 24.8 | 0 | 0 | 30.2 | 0
| 0 | IAA17 | 15017 | 17" | Adapter | R | A" to B"- Specify raw end | Glv | T | 10 | 32.3 | 0 | 0% | 0 | 0 | [6 empty] | 0 | 26.1 | 0 | 0 | 31.7 | 0
| 0 | IAA18 | 15018 | 18" | Adapter | R | A" to B"- Specify raw end | Glv | T | 10 | 34 | 0 | 0% | 0 | 0 | [6 empty] | 0 | 27.4 | 0 | 0 | 33.3 | 0
| 0 | IAA19 | 15019 | 19" | Adapter | R | A" to B"- Specify raw end | Glv | T | 10 | 34.7 | 0 | 0% | 0 | 0 | [6 empty] | 0 | 27.9 | 0 | 0 | 34 | 0
| 0 | IAA20 | 15020 | 20" | Adapter | R | A" to B"- Specify raw end | Glv | T | 10 | 35.2 | 0 | 0% | 0 | 0 | [6 empty] | 0 | 28.3 | 0 | 0 | 34.5 | 0
| 0 | IAA22 | 15022 | 22" | Adapter | R | A" to B"- Specify raw end | Glv | T | 10 | 38.7 | 0 | 0% | 0 | 0 | [6 empty] | 0 | 31.1 | 0 | 0 | 37.9 | 0
| 0 | IAA24 | 15024 | 24" | Adapter | R | A" to B"- Specify raw end | Glv | T | 10 | 49.1 | 0 | 0% | 0 | 0 | [9 empty] | 0 | 48.1 | 0
| 0 | IAB03 | 15103 | 3" | Adapter-Angle Flange | R | A" to B"-Spec Flnged End | Glv | T | 10 | 24.8 | 0 | 0% | 0 | 0 | [6 empty] | 0 | 19.5 | 0 | 0 | 24.3 | 0
| 0 | IAB04 | 15104 | 4" | Adapter-Angle Flange | R | A" to B"-Spec Flnged End | Glv | T | 10 | 25.3 | 0 | 0% | 0 | 0 | [6 empty] | 0 | 20 | 0 | 0 | 24.8 | 0
| 0 | IAB05 | 15105 | 5" | Adapter-Angle Flange | R | A" to B"-Spec Flnged End | Glv | T | 10 | 27.3 | 0 | 0% | 0 | 0 | [6 empty] | 0 | 21.5 | 0 | 0 | 26.8 | 0
| 0 | IAB06 | 15106 | 6" | Adapter-Angle Flange | R | A" to B"-Spec Flnged End | Glv | T | 10 | 31.9 | 0 | 0% | 0 | 0 | [6 empty] | 0 | 25.2 | 0 | 0 | 31.3 | 0
| 0 | IAB07 | 15107 | 7" | Adapter-Angle Flange | R | A" to B"-Spec Flnged End | Glv | T | 10 | 33.9 | 0 | 0% | 0 | 0 | [6 empty] | 0 | 26.6 | 0 | 0 | 33.2 | 0
| 0 | IAB08 | 15108 | 8" | Adapter-Angle Flange | R | A" to B"-Spec Flnged End | Glv | T | 10 | 36.5 | 0 | 0% | 0 | 0 | [6 empty] | 0 | 28.7 | 0 | 0 | 35.8 | 0
| 0 | IAB09 | 15109 | 9" | Adapter-Angle Flange | R | A" to B"-Spec Flnged End | Glv | T | 10 | 38.4 | 0 | 0% | 0 | 0 | [6 empty] | 0 | 30.3 | 0 | 0 | 37.6 | 0
| 0 | IAB10 | 15110 | 10" | Adapter-Angle Flange | R | A" to B"-Spec Flnged End | Glv | T | 10 | 40.6 | 0 | 0% | 0 | 0 | [6 empty] | 0 | 32 | 0 | 0 | 39.8 | 0
| 0 | IAB11 | 15111 | 11" | Adapter-Angle Flange | R | A" to B"-Spec Flnged End | Glv | T | 10 | 43 | 0 | 0% | 0 | 0 | [6 empty] | 0 | 33.9 | 0 | 0 | 42.2 | 0
| 0 | IAB12 | 15112 | 12" | Adapter-Angle Flange | R | A" to B"-Spec Flnged End | Glv | T | 10 | 45.3 | 0 | 0% | 0 | 0 | [6 empty] | 0 | 35.6 | 0 | 0 | 44.4 | 0
| 0 | IAB13 | 15113 | 13" | Adapter-Angle Flange | R | A" to B"-Spec Flnged End | Glv | T | 10 | 47.5 | 0 | 0% | 0 | 0 | [6 empty] | 0 | 37.4 | 0 | 0 | 46.6 | 0
| 0 | IAB14 | 15114 | 14" | Adapter-Angle Flange | R | A" to B"-Spec Flnged End | Glv | T | 10 | 49.4 | 0 | 0% | 0 | 0 | [6 empty] | 0 | 38.9 | 0 | 0 | 48.4 | 0
| 0 | IAB15 | 15115 | 15" | Adapter-Angle Flange | R | A" to B"-Spec Flnged End | Glv | T | 10 | 52.3 | 0 | 0% | 0 | 0 | [6 empty] | 0 | 41.3 | 0 | 0 | 51.3 | 0
| 0 | IAB16 | 15116 | 16" | Adapter-Angle Flange | R | A" to B"-Spec Flnged End | Glv | T | 10 | 54.3 | 0 | 0% | 0 | 0 | [6 empty] | 0 | 42.7 | 0 | 0 | 53.2 | 0
| 0 | IAB17 | 15117 | 17" | Adapter-Angle Flange | R | A" to B"-Spec Flnged End | Glv | T | 10 | 56.3 | 0 | 0% | 0 | 0 | [6 empty] | 0 | 44.4 | 0 | 0 | 55.2 | 0
| 0 | IAB18 | 15118 | 18" | Adapter-Angle Flange | R | A" to B"-Spec Flnged End | Glv | T | 10 | 58.5 | 0 | 0% | 0 | 0 | [6 empty] | 0 | 46.2 | 0 | 0 | 57.4 | 0
| 0 | IAB19 | 15119 | 19" | Adapter-Angle Flange | R | A" to B"-Spec Flnged End | Glv | T | 10 | 59.8 | 0 | 0% | 0 | 0 | [6 empty] | 0 | 47.1 | 0 | 0 | 58.6 | 0
| 0 | IAB20 | 15120 | 20" | Adapter-Angle Flange | R | A" to B"-Spec Flnged End | Glv | T | 10 | 60.3 | 0 | 0% | 0 | 0 | [6 empty] | 0 | 47.5 | 0 | 0 | 59.1 | 0
| 0 | IAB22 | 15122 | 22" | Adapter-Angle Flange | R | A" to B"-Spec Flnged End | Glv | T | 10 | 65.5 | 0 | 0% | 0 | 0 | [6 empty] | 0 | 51.6 | 0 | 0 | 64.2 | 0
| 0 | IAB24 | 15124 | 24" | Adapter-Angle Flange | R | A" to B"-Spec Flnged End | Glv | T | 10 | 74.1 | 0 | 0% | 0 | 0 | [9 empty] | 0 | 72.6 | 0
| 0 | IAC03 | 15203 | 3" | Hose Adapter | R |  | Glv | T | 10 | 16.7 | 0 | 0% | 0 | 0 | [6 empty] | 0 | 12.3 | 0 | 0 | 16.4 | 0
| 0 | IAC04 | 15204 | 4" | Hose Adapter | R |  | Glv | T | 10 | 16.7 | 0 | 0% | 0 | 0 | [6 empty] | 0 | 12.3 | 0 | 0 | 16.4 | 0
| 0 | IAC05 | 15205 | 5" | Hose Adapter | R |  | Glv | T | 10 | 18.5 | 0 | 0% | 0 | 0 | [6 empty] | 0 | 13.7 | 0 | 0 | 18.1 | 0
| 0 | IAC06 | 15206 | 6" | Hose Adapter | R |  | Glv | T | 10 | 22.5 | 0 | 0% | 0 | 0 | [6 empty] | 0 | 16.7 | 0 | 0 | 22.1 | 0
| 0 | IAC07 | 15207 | 7" | Hose Adapter | R |  | Glv | T | 10 | 23.7 | 0 | 0% | 0 | 0 | [6 empty] | 0 | 17.4 | 0 | 0 | 23.2 | 0
| 0 | IAC08 | 15208 | 8" | Hose Adapter | R |  | Glv | T | 10 | 25.3 | 0 | 0% | 0 | 0 | [6 empty] | 0 | 18.7 | 0 | 0 | 24.8 | 0
| 0 | IAC09 | 15209 | 9" | Hose Adapter | R |  | Glv | T | 10 | 26.8 | 0 | 0% | 0 | 0 | [6 empty] | 0 | 19.8 | 0 | 0 | 26.3 | 0
| 0 | IAC10 | 15210 | 10" | Hose Adapter | R |  | Glv | T | 10 | 28.5 | 0 | 0% | 0 | 0 | [6 empty] | 0 | 21 | 0 | 0 | 27.9 | 0
| 0 | IAC11 | 15211 | 11" | Hose Adapter | R |  | Glv | T | 10 | 29.5 | 0 | 0% | 0 | 0 | [6 empty] | 0 | 21.7 | 0 | 0 | 28.9 | 0
| 0 | IAC12 | 15212 | 12" | Hose Adapter | R |  | Glv | T | 10 | 30.4 | 0 | 0% | 0 | 0 | [6 empty] | 0 | 22.4 | 0 | 0 | 29.8 | 0
| 0 | IAC13 | 15213 | 13" | Hose Adapter | R |  | Glv | T | 10 | 31.3 | 0 | 0% | 0 | 0 | [6 empty] | 0 | 23.1 | 0 | 0 | 30.7 | 0
| 0 | IAC14 | 15214 | 14" | Hose Adapter | R |  | Glv | T | 10 | 32 | 0 | 0% | 0 | 0 | [6 empty] | 0 | 23.7 | 0 | 0 | 31.4 | 0
| 0 | IAC15 | 15215 | 15" | Hose Adapter | R |  | Glv | T | 10 | 32.7 | 0 | 0% | 0 | 0 | [6 empty] | 0 | 24.2 | 0 | 0 | 32.1 | 0
| 0 | IAC16 | 15216 | 16" | Hose Adapter | R |  | Glv | T | 10 | 33.8 | 0 | 0% | 0 | 0 | [6 empty] | 0 | 24.8 | 0 | 0 | 33.1 | 0
| 0 | IAC17 | 15217 | 17" | Hose Adapter | R |  | Glv | T | 10 | 35.4 | 0 | 0% | 0 | 0 | [6 empty] | 0 | 26.1 | 0 | 0 | 34.7 | 0
| 0 | IAC18 | 15218 | 18" | Hose Adapter | R |  | Glv | T | 10 | 37.2 | 0 | 0% | 0 | 0 | [6 empty] | 0 | 27.4 | 0 | 0 | 36.5 | 0
| 0 | IAC19 | 15219 | 19" | Hose Adapter | R |  | Glv | T | 10 | 37.8 | 0 | 0% | 0 | 0 | [6 empty] | 0 | 27.9 | 0 | 0 | 37.1 | 0
| 0 | IAC20 | 15220 | 20" | Hose Adapter | R |  | Glv | T | 10 | 38.4 | 0 | 0% | 0 | 0 | [6 empty] | 0 | 28.3 | 0 | 0 | 37.6 | 0
| 0 | IAC22 | 15222 | 22" | Hose Adapter | R |  | Glv | T | 10 | 42.1 | 0 | 0% | 0 | 0 | [6 empty] | 0 | 31.1 | 0 | 0 | 41.3 | 0
| 0 | IAC24 | 15224 | 24" | Hose Adapter | R |  | Glv | T | 10 | 47.9 | 0 | 0% | 0 | 0 | [9 empty] | 0 | 47 | 0
| 0 | IRA03 | 16003 | 3" | Reducer | R | A" to B" | Glv | T | 15 | 35.8 | 0 | 0% | 0 | 0 | [6 empty] | 0 | 25.8 | 0 | 0 | 35.1 | 0
| 0 | IRA04 | 16004 | 4" | Reducer | R | 4" to 2"??? Flex hose | Glv | T | 15 | 35.8 | 0 | 0% | 0 | 0 | [6 empty] | 0 | 25.8 | 0 | 0 | 35.1 | 0
| 0 | IRA05 | 16005 | 5" | Reducer | R | A" to B" | Glv | T | 15 | 36.5 | 0 | 0% | 0 | 0 | [6 empty] | 0 | 26.3 | 0 | 0 | 35.8 | 0
| 0 | IRA06 | 16006 | 6" | Reducer | R | A" to B" | Glv | T | 15 | 38.3 | 0 | 0% | 0 | 0 | [6 empty] | 0 | 27.7 | 0 | 0 | 37.5 | 0
| 0 | IRA07 | 16007 | 7" | Reducer | R | A" to B" | Glv | T | 15 | 38.7 | 0 | 0% | 0 | 0 | [6 empty] | 0 | 27.9 | 0 | 0 | 37.9 | 0
| 0 | IRA08 | 16008 | 8" | Reducer | R | A" to B" | Glv | T | 15 | 39.2 | 0 | 0% | 0 | 0 | [6 empty] | 0 | 28.3 | 0 | 0 | 38.4 | 0
| 0 | IRA09 | 16009 | 9" | Reducer | R | A" to B" | Glv | T | 15 | 44.5 | 0 | 0% | 0 | 0 | [6 empty] | 0 | 32.1 | 0 | 0 | 43.6 | 0
| 0 | IRA10 | 16010 | 10" | Reducer | R | A" to B" | Glv | T | 15 | 45 | 0 | 0% | 0 | 0 | [6 empty] | 0 | 32.6 | 0 | 0 | 44.1 | 0
| 0 | IRA11 | 16011 | 11" | Reducer | R | A" to B" | Glv | T | 15 | 49.2 | 0 | 0% | 0 | 0 | [6 empty] | 0 | 35.5 | 0 | 0 | 48.2 | 0
| 0 | IRA12 | 16012 | 12" | Reducer | R | A" to B" | Glv | T | 15 | 53.2 | 0 | 0% | 0 | 0 | [6 empty] | 0 | 38.4 | 0 | 0 | 52.2 | 0
| 0 | IRA13 | 16013 | 13" | Reducer | R | A" to B" | Glv | T | 25 | 58.2 | 0 | 0% | 0 | 0 | [6 empty] | 0 | 42.1 | 0 | 0 | 57.1 | 0
| 0 | IRA14 | 16014 | 14" | Reducer | R | A" to B" | Glv | T | 25 | 63.4 | 0 | 0% | 0 | 0 | [6 empty] | 0 | 45.8 | 0 | 0 | 62.2 | 0
| 0 | IRA15 | 16015 | 15" | Reducer | R | A" to B" | Glv | T | 25 | 75.4 | 0 | 0% | 0 | 0 | [6 empty] | 0 | 54.5 | 0 | 0 | 73.9 | 0
| 0 | IRA16 | 16016 | 16" | Reducer | R | A" to B" | Glv | T | 25 | 87.4 | 0 | 0% | 0 | 0 | [6 empty] | 0 | 63.2 | 0 | 0 | 85.7 | 0
| 0 | IRA17 | 16017 | 17" | Reducer | R | A" to B" | Glv | T | 25 | 89.3 | 0 | 0% | 0 | 0 | [6 empty] | 0 | 64.5 | 0 | 0 | 87.5 | 0
| 0 | IRA18 | 16018 | 18" | Reducer | R | A" to B" | Glv | T | 25 | 91.2 | 0 | 0% | 0 | 0 | [6 empty] | 0 | 65.9 | 0 | 0 | 89.4 | 0
| 0 | IRA19 | 16019 | 19" | Reducer | R | A" to B" | Glv | T | 25 | 94 | 0 | 0% | 0 | 0 | [6 empty] | 0 | 67.9 | 0 | 0 | 92.2 | 0
| 0 | IRA20 | 16020 | 20" | Reducer | R | A" to B" | Glv | T | 25 | 96.9 | 0 | 0% | 0 | 0 | [6 empty] | 0 | 70 | 0 | 0 | 95 | 0
| 0 | IRA22 | 16022 | 22" | Reducer | R | A" to B" | Glv | T | 25 | 110.5 | 0 | 0% | 0 | 0 | [6 empty] | 0 | 79.8 | 0 | 0 | 108.3 | 0
| 0 | IRA24 | 16024 | 24" | Reducer | R | A" to B" | Glv | T | 25 | 132.8 | 0 | 0% | 0 | 0 | [9 empty] | 0 | 130.2 | 0
| 0 | IRB03 | 16103 | 3" | Rectangular to Round | R | Give Dimensions | Glv | T | 30 | 76.6 | 0 | 0% | 0 | 0 | [6 empty] | 0 | 55.3 | 0 | 0 | 75.1 | 0
| 0 | IRB04 | 16104 | 4" | Rectangular to Round | R | Give Dimensions | Glv | T | 30 | 76.6 | 0 | 0% | 0 | 0 | [6 empty] | 0 | 55.3 | 0 | 0 | 75.1 | 0
| 0 | IRB05 | 16105 | 5" | Rectangular to Round | R | Give Dimensions | Glv | T | 30 | 79.5 | 0 | 0% | 0 | 0 | [6 empty] | 0 | 57.4 | 0 | 0 | 77.9 | 0
| 0 | IRB06 | 16106 | 6" | Rectangular to Round | R | Give Dimensions | Glv | T | 30 | 82.4 | 0 | 0% | 0 | 0 | [6 empty] | 0 | 59.5 | 0 | 0 | 80.8 | 0
| 0 | IRB07 | 16107 | 7" | Rectangular to Round | R | Give Dimensions | Glv | T | 30 | 87.4 | 0 | 0% | 0 | 0 | [6 empty] | 0 | 63.2 | 0 | 0 | 85.7 | 0
| 0 | IRB08 | 16108 | 8" | Rectangular to Round | R | Give Dimensions | Glv | T | 30 | 91.5 | 0 | 0% | 0 | 0 | [6 empty] | 0 | 66.1 | 0 | 0 | 89.7 | 0
| 0 | IRB09 | 16109 | 9" | Rectangular to Round | R | Give Dimensions | Glv | T | 30 | 94.7 | 0 | 0% | 0 | 0 | [6 empty] | 0 | 68.4 | 0 | 0 | 92.8 | 0
| 0 | IRB10 | 16110 | 10" | Rectangular to Round | R | Give Dimensions | Glv | T | 30 | 97.2 | 0 | 0% | 0 | 0 | [6 empty] | 0 | 70.2 | 0 | 0 | 95.3 | 0
| 0 | IRB11 | 16111 | 11" | Rectangular to Round | R | Give Dimensions | Glv | T | 30 | 98.5 | 0 | 0% | 0 | 0 | [6 empty] | 0 | 71.2 | 0 | 0 | 96.6 | 0
| 0 | IRB12 | 16112 | 12" | Rectangular to Round | R | Give Dimensions | Glv | T | 30 | 99.9 | 0 | 0% | 0 | 0 | [6 empty] | 0 | 72.1 | 0 | 0 | 97.9 | 0
| 0 | IRB13 | 16113 | 13" | Rectangular to Round | R | Give Dimensions | Glv | T | 30 | 101.6 | 0 | 0% | 0 | 0 | [6 empty] | 0 | 73.4 | 0 | 0 | 99.6 | 0
| 0 | IRB14 | 16114 | 14" | Rectangular to Round | R | Give Dimensions | Glv | T | 30 | 103.6 | 0 | 0% | 0 | 0 | [6 empty] | 0 | 74.8 | 0 | 0 | 101.6 | 0
| 0 | IRB15 | 16115 | 15" | Rectangular to Round | R | Give Dimensions | Glv | T | 30 | 106 | 0 | 0% | 0 | 0 | [6 empty] | 0 | 76.6 | 0 | 0 | 103.9 | 0
| 0 | IRB16 | 16116 | 16" | Rectangular to Round | R | Give Dimensions | Glv | T | 30 | 108.5 | 0 | 0% | 0 | 0 | [6 empty] | 0 | 78.4 | 0 | 0 | 106.4 | 0
| 0 | IRB17 | 16117 | 17" | Rectangular to Round | R | Give Dimensions | Glv | T | 30 | 109.9 | 0 | 0% | 0 | 0 | [6 empty] | 0 | 79.3 | 0 | 0 | 107.7 | 0
| 0 | IRB18 | 16118 | 18" | Rectangular to Round | R | Give Dimensions | Glv | T | 30 | 110.9 | 0 | 0% | 0 | 0 | [6 empty] | 0 | 80.1 | 0 | 0 | 108.7 | 0
| 0 | IRB19 | 16119 | 19" | Rectangular to Round | R | Give Dimensions | Glv | T | 30 | 113.4 | 0 | 0% | 0 | 0 | [6 empty] | 0 | 81.9 | 0 | 0 | 111.2 | 0
| 0 | IRB20 | 16120 | 20" | Rectangular to Round | R | Give Dimensions | Glv | T | 30 | 115.8 | 0 | 0% | 0 | 0 | [6 empty] | 0 | 83.7 | 0 | 0 | 113.5 | 0
| 0 | IRB22 | 16122 | 22" | Rectangular to Round | R | Give Dimensions | Glv | T | 30 | 138.4 | 0 | 0% | 0 | 0 | [6 empty] | 0 | 100 | 0 | 0 | 135.7 | 0
| 0 | IRB24 | 16124 | 24" | Rectangular to Round | R | Give Dimensions | Glv | T | 30 | 166.6 | 0 | 0% | 0 | 0 | [9 empty] | 0 | 163.3 | 0
| 0 | IGC03 | 18203 | 3" | Blast Gate | R |  | Glv | T | 5 | 270.6 | 0 | 0% | 0 | 0 | [6 empty] | 0 | 215 | 0 | 0 | 265.3 | 0
| 0 | IGC04 | 18204 | 4" | Blast Gate | R |  | Glv | T | 5 | 275.8 | 0 | 0% | 0 | 0 | [6 empty] | 0 | 219.2 | 0 | 0 | 270.4 | 0
| 0 | IGC05 | 18205 | 5" | Blast Gate | R |  | Glv | T | 5 | 286.8 | 0 | 0% | 0 | 0 | [6 empty] | 0 | 227.9 | 0 | 0 | 281.2 | 0
| 0 | IGC06 | 18206 | 6" | Blast Gate | R |  | Glv | T | 5 | 311.7 | 0 | 0% | 0 | 0 | [6 empty] | 0 | 247.7 | 0 | 0 | 305.6 | 0
| 0 | IGC07 | 18207 | 7" | Blast Gate | R |  | Glv | T | 5 | 319.7 | 0 | 0% | 0 | 0 | [6 empty] | 0 | 254 | 0 | 0 | 313.4 | 0
| 0 | IGC08 | 18208 | 8" | Blast Gate | R |  | Glv | T | 5 | 340.4 | 0 | 0% | 0 | 0 | [6 empty] | 0 | 270.4 | 0 | 0 | 333.7 | 0
| 0 | IGC09 | 18209 | 9" | Blast Gate | R |  | Glv | T | 5 | 351.7 | 0 | 0% | 0 | 0 | [6 empty] | 0 | 279.5 | 0 | 0 | 344.8 | 0
| 0 | IGC10 | 18210 | 10" | Blast Gate | R |  | Glv | T | 5 | 367.4 | 0 | 0% | 0 | 0 | [6 empty] | 0 | 291.9 | 0 | 0 | 360.2 | 0
| 0 | IGC11 | 18211 | 11" | Blast Gate | R |  | Glv | T | 5 | 382.8 | 0 | 0% | 0 | 0 | [6 empty] | 0 | 304.2 | 0 | 0 | 375.3 | 0
| 0 | IGC12 | 18212 | 12" | Blast Gate | R |  | Glv | T | 5 | 397 | 0 | 0% | 0 | 0 | [6 empty] | 0 | 315.4 | 0 | 0 | 389.2 | 0
| 0 | IGC13 | 18213 | 13" | Blast Gate | R |  | Glv | T | 5 | 406.1 | 0 | 0% | 0 | 0 | [6 empty] | 0 | 322.7 | 0 | 0 | 398.1 | 0
| 0 | IGC14 | 18214 | 14" | Blast Gate | R |  | Glv | T | 5 | 415.2 | 0 | 0% | 0 | 0 | [6 empty] | 0 | 329.9 | 0 | 0 | 407.1 | 0
| 0 | IGC15 | 18215 | 15" | Blast Gate | R |  | Glv | T | 5 | 427.7 | 0 | 0% | 0 | 0 | [6 empty] | 0 | 339.8 | 0 | 0 | 419.3 | 0
| 0 | IGC16 | 18216 | 16" | Blast Gate | R |  | Glv | T | 5 | 447.6 | 0 | 0% | 0 | 0 | [6 empty] | 0 | 355.7 | 0 | 0 | 438.8 | 0
| 0 | IGC17 | 18217 | 17" | Blast Gate | R |  | Glv | T | 5 | 475.8 | 0 | 0% | 0 | 0 | [6 empty] | 0 | 378.1 | 0 | 0 | 466.5 | 0
| 0 | IGC18 | 18218 | 18" | Blast Gate | R |  | Glv | T | 5 | 510.1 | 0 | 0% | 0 | 0 | [6 empty] | 0 | 405.3 | 0 | 0 | 500.1 | 0
| 0 | IGC19 | 18219 | 19" | Blast Gate | R |  | Glv | T | 5 | 517.4 | 0 | 0% | 0 | 0 | [6 empty] | 0 | 411.2 | 0 | 0 | 507.3 | 0
| 0 | IGC20 | 18220 | 20" | Blast Gate | R |  | Glv | T | 5 | 526.2 | 0 | 0% | 0 | 0 | [6 empty] | 0 | 418.2 | 0 | 0 | 515.9 | 0
| 0 | IGC22 | 18222 | 22" | Blast Gate | R |  | Glv | T | 5 | 555.7 | 0 | 0% | 0 | 0 | [6 empty] | 0 | 441.5 | 0 | 0 | 544.8 | 0
| 0 | IGC24 | 18224 | 24" | Blast Gate | R |  | Glv | T | 5 | 593.6 | 0 | 0% | 0 | 0 | [9 empty] | 0 | 582 | 0
| 0 | IGA03A | 18003A | 3" | Automatic Cut-Offs |  |  | Glv |  |  | 299.3 | 0 | 0% | 0 | 0 | [8 empty] | 0 | 0 | 293.4 | 0
| 0 | IGA04A | 18004A | 4" | Automatic Cut-Offs |  |  | Glv |  |  | 304.1 | 0 | 0% | 0 | 0 | [8 empty] | 0 | 0 | 298.1 | 0
| 0 | IGA05A | 18005A | 5" | Automatic Cut-Offs |  |  | Glv |  |  | 307.6 | 0 | 0% | 0 | 0 | [8 empty] | 0 | 0 | 301.6 | 0
| 0 | IGA06A | 18006A | 6" | Automatic Cut-Offs |  |  | Glv |  |  | 313.5 | 0 | 0% | 0 | 0 | [8 empty] | 0 | 0 | 307.4 | 0
| 0 | IGA07A | 18007A | 7" | Automatic Cut-Offs |  |  | Glv |  |  | 320.5 | 0 | 0% | 0 | 0 | [8 empty] | 0 | 0 | 314.2 | 0
| 0 | IGA08A | 18008A | 8" | Automatic Cut-Offs |  |  | Glv |  |  | 324.1 | 0 | 0% | 0 | 0 | [8 empty] | 0 | 0 | 317.7 | 0
| 0 | IGA09A | 18009A | 9" | Automatic Cut-Offs |  |  | Glv |  |  | 469.1 | 0 | 0% | 0 | 0 | [8 empty] | 0 | 0 | 459.9 | 0
| 0 | IGA10A | 18010A | 10" | Automatic Cut-Offs |  |  | Glv |  |  | 480.8 | 0 | 0% | 0 | 0 | [9 empty] | 0 | 471.4 | 0
| 0 | IGA11A | 18011A | 11" | Automatic Cut-Offs |  |  | Glv |  |  | 495 | 0 | 0% | 0 | 0 | [8 empty] | 0 | 0 | 485.3 | 0
| 0 | IGA12A | 18012A | 12" | Automatic Cut-Offs |  |  | Glv |  |  | 510.3 | 0 | 0% | 0 | 0 | [8 empty] | 0 | 0 | 500.3 | 0
| 0 | IGA13A | 18013A | 13" | Automatic Cut-Offs |  |  | Glv |  |  | 589.3 | 0 | 0% | 0 | 0 | [8 empty] | 0 | 0 | 577.7 | 0
| 0 | IGA14A | 18014A | 14" | Automatic Cut-Offs |  |  | Glv |  |  | 570.4 | 0 | 0% | 0 | 0 | [8 empty] | 0 | 0 | 559.2 | 0
| 0 | IGA15A | 18015A | 15" | Automatic Cut-Offs |  |  | Glv |  |  | 766 | 0 | 0% | 0 | 0 | [8 empty] | 0 | 0 | 751 | 0
| 0 | IGA16A | 18016A | 16" | Automatic Cut-Offs |  |  | Glv |  |  | 734.2 | 0 | 0% | 0 | 0 | [8 empty] | 0 | 0 | 719.8 | 0
| 0 | IGA17A | 18017A | 17" | Automatic Cut-Offs |  |  | Glv |  |  | 801.4 | 0 | 0% | 0 | 0 | [8 empty] | 0 | 0 | 785.7 | 0
| 0 | IGA18A | 18018A | 18" | Automatic Cut-Offs |  |  | Glv |  |  | 825 | 0 | 0% | 0 | 0 | [8 empty] | 0 | 0 | 808.8 | 0
| 0 | IGA19A | 18019A | 19" | Automatic Cut-Offs |  |  | Glv |  |  | 1001.7 | 0 | 0% | 0 | 0 | [9 empty] | 0 | 982.1 | 0
| 0 | IGA20A | 18020A | 20" | Automatic Cut-Offs |  |  | Glv |  |  | 1060.7 | 0 | 0% | 0 | 0 | [8 empty] | 0 | 0 | 1039.9 | 0
| 0 | IGA22A | 18022A | 22" | Automatic Cut-Offs |  |  | Glv |  |  | 1148.5 | 0 | 0% | 0 | 0 | [8 empty] | 0 | 0 | 1126 | 0
| 0 | IGA24A | 18024A | 24" | Automatic Cut-Offs |  |  | Glv |  |  | 1667.7 | 0 | 0% | 0 | 0 | [9 empty] | 0 | 1635 | 0
| 0 | IGA03 | 18003 | 3" | Cut-Offs Full | R |  | Glv | T |  | 31.3 | 0 | 0% | 0 | 0 | [6 empty] | 0 | 24.8 | 0 | 0 | 30.7 | 0
| 0 | IGA04 | 18004 | 4" | Cut-Offs Full | R |  | Glv | T |  | 32.6 | 0 | 0% | 0 | 0 | [6 empty] | 0 | 25.8 | 0 | 0 | 32 | 0
| 0 | IGA05 | 18005 | 5" | Cut-Offs Full | R |  | Glv | T |  | 34.1 | 0 | 0% | 0 | 0 | [6 empty] | 0 | 26.9 | 0 | 0 | 33.4 | 0
| 0 | IGA06 | 18006 | 6" | Cut-Offs Full | R |  | Glv | T |  | 44.7 | 0 | 0% | 0 | 0 | [6 empty] | 0 | 35.3 | 0 | 0 | 43.8 | 0
| 0 | IGA07 | 18007 | 7" | Cut-Offs Full | R |  | Glv | T |  | 55.3 | 0 | 0% | 0 | 0 | [6 empty] | 0 | 43.7 | 0 | 0 | 54.2 | 0
| 0 | IGA08 | 18008 | 8" | Cut-Offs Full | R |  | Glv | T |  | 65.4 | 0 | 0% | 0 | 0 | [6 empty] | 0 | 51.7 | 0 | 0 | 64.1 | 0
| 0 | IGA09 | 18009 | 9" | Cut-Offs Full | R |  | Glv | T |  | 92 | 0 | 0% | 0 | 0 | [6 empty] | 0 | 72.7 | 0 | 0 | 90.2 | 0
| 0 | IGA10 | 18010 | 10" | Cut-Offs Full | R |  | Glv | T |  | 115.1 | 0 | 0% | 0 | 0 | [6 empty] | 0 | 90.9 | 0 | 0 | 112.8 | 0
| 0 | IGA11 | 18011 | 11" | Cut-Offs Full | R |  | Glv | T |  | 118.3 | 0 | 0% | 0 | 0 | [6 empty] | 0 | 93.5 | 0 | 0 | 116 | 0
| 0 | IGA12 | 18012 | 12" | Cut-Offs Full | R |  | Glv | T |  | 120.7 | 0 | 0% | 0 | 0 | [6 empty] | 0 | 95.4 | 0 | 0 | 118.3 | 0
| 0 | IGA13 | 18013 | 13" | Cut-Offs Full | R |  | Glv | T |  | 198.4 | 0 | 0% | 0 | 0 | [6 empty] | 0 | 156.8 | 0 | 0 | 194.5 | 0
| 0 | IGA14 | 18014 | 14" | Cut-Offs Full | R |  | Glv | T |  | 198.4 | 0 | 0% | 0 | 0 | [6 empty] | 0 | 156.8 | 0 | 0 | 194.5 | 0
| 0 | IGA15 | 18015 | 15" | Cut-Offs Full | R |  | Glv | T |  | 253 | 0 | 0% | 0 | 0 | [6 empty] | 0 | 200 | 0 | 0 | 248 | 0
| 0 | IGA16 | 18016 | 16" | Cut-Offs Full | R |  | Glv | T |  | 253 | 0 | 0% | 0 | 0 | [6 empty] | 0 | 200 | 0 | 0 | 248 | 0
| 0 | IGA17 | 18017 | 17" | Cut-Offs Full | R |  | Glv | T |  | 394.5 | 0 | 0% | 0 | 0 | [6 empty] | 0 | 311.9 | 0 | 0 | 386.8 | 0
| 0 | IGA18 | 18018 | 18" | Cut-Offs Full | R |  | Glv | T |  | 394.5 | 0 | 0% | 0 | 0 | [6 empty] | 0 | 311.9 | 0 | 0 | 386.8 | 0
| 0 | IGA19 | 18019 | 19" | Cut-Offs Full | R |  | Glv | T |  | 488.4 | 0 | 0% | 0 | 0 | [6 empty] | 0 | 386.1 | 0 | 0 | 478.8 | 0
| 0 | IGA20 | 18020 | 20" | Cut-Offs Full | R |  | Glv | T |  | 488.4 | 0 | 0% | 0 | 0 | [6 empty] | 0 | 386.1 | 0 | 0 | 478.8 | 0
| 0 | IGA22 | 18022 | 22" | Cut-Offs Full | R |  | Glv | T |  | 533.1 | 0 | 0% | 0 | 0 | [6 empty] | 0 | 421.4 | 0 | 0 | 522.6 | 0
| 0 | IGA24 | 18024 | 24" | Cut-Offs Full | R |  | Glv | T |  | 612 | 0 | 0% | 0 | 0 | [9 empty] | 0 | 600 | 0
| 0 | IGB03 | 18103 | 3" | Cut-Offs Half | R |  | Glv | T |  | 15.1 | 0 | 0% | 0 | 0 | [6 empty] | 0 | 12 | 0 | 0 | 14.8 | 0
| 0 | IGB04 | 18104 | 4" | Cut-Offs Half | R |  | Glv | T |  | 15.6 | 0 | 0% | 0 | 0 | [6 empty] | 0 | 12.3 | 0 | 0 | 15.3 | 0
| 0 | IGB05 | 18105 | 5" | Cut-Offs Half | R |  | Glv | T |  | 17.3 | 0 | 0% | 0 | 0 | [6 empty] | 0 | 13.7 | 0 | 0 | 17 | 0
| 0 | IGB06 | 18106 | 6" | Cut-Offs Half | R |  | Glv | T |  | 21.3 | 0 | 0% | 0 | 0 | [6 empty] | 0 | 16.88 | 0 | 0 | 20.9 | 0
| 0 | IGB07 | 18107 | 7" | Cut-Offs Half | R |  | Glv | T |  | 27.1 | 0 | 0% | 0 | 0 | [6 empty] | 0 | 21.48 | 0 | 0 | 26.6 | 0
| 0 | IGB08 | 18108 | 8" | Cut-Offs Half | R |  | Glv | T |  | 29.6 | 0 | 0% | 0 | 0 | [6 empty] | 0 | 23.45 | 0 | 0 | 29 | 0
| 0 | IGB09 | 18109 | 9" | Cut-Offs Half | R |  | Glv | T |  | 36.5 | 0 | 0% | 0 | 0 | [6 empty] | 0 | 28.92 | 0 | 0 | 35.8 | 0
| 0 | IGB10 | 18110 | 10" | Cut-Offs Half | R |  | Glv | T |  | 44.1 | 0 | 0% | 0 | 0 | [6 empty] | 0 | 34.89 | 0 | 0 | 43.2 | 0
| 0 | IGB11 | 18111 | 11" | Cut-Offs Half | R |  | Glv | T |  | 57.9 | 0 | 0% | 0 | 0 | [6 empty] | 0 | 45.77 | 0 | 0 | 56.8 | 0
| 0 | IGB12 | 18112 | 12" | Cut-Offs Half | R |  | Glv | T |  | 55.4 | 0 | 0% | 0 | 0 | [6 empty] | 0 | 43.74 | 0 | 0 | 54.3 | 0
| 0 | IGB14 | 18114 | 14" | Cut-Offs Half | R |  | Glv | T |  | 118.7 | 0 | 0% | 0 | 0 | [6 empty] | 0 | 93.86 | 0 | 0 | 116.4 | 0
| 0 | IGB16 | 18116 | 16" | Cut-Offs Half | R |  | Glv | T |  | 159.3 | 0 | 0% | 0 | 0 | [6 empty] | 0 | 125.99 | 0 | 0 | 156.2 | 0
| 0 | IGB18 | 18118 | 18" | Cut-Offs Half | R |  | Glv | T |  | 196.9 | 0 | 0% | 0 | 0 | [6 empty] | 0 | 236.3 | 0 | 0 | 193 | 0
| 0 | IFA04 | 19004 | 4" | Floor Sweep | R |  | Glv | T |  | 144.2 | 0 | 0% | 0 | 0 | [6 empty] | 0 | 104.2 | 0 | 0 | 141.4 | 0
| 0 | IFA05 | 19005 | 5" | Floor Sweep | R |  | Glv | T |  | 151.5 | 0 | 0% | 0 | 0 | [6 empty] | 0 | 109.4 | 0 | 0 | 148.5 | 0
| 0 | IFA06 | 19006 | 6" | Floor Sweep | R |  | Glv | T |  | 158.7 | 0 | 0% | 0 | 0 | [6 empty] | 0 | 114.6 | 0 | 0 | 155.6 | 0
| 0 | IFA07 | 19007 | 7" | Floor Sweep | R |  | Glv | T |  | 172.9 | 0 | 0% | 0 | 0 | [6 empty] | 0 | 124.8 | 0 | 0 | 169.5 | 0
| 0 | IFA08 | 19008 | 8" | Floor Sweep | R |  | Glv | T |  | 181.5 | 0 | 0% | 0 | 0 | [6 empty] | 0 | 131.1 | 0 | 0 | 177.9 | 0
| 0 | IFB04 | 19104 | 4" | Radial Arm Hood | R |  | Glv | T |  | 140 | 0 | 0% | 0 | 0 | [6 empty] | 0 | 131.1 | 0 | 0 | 137.3 | 0
| 0 | IFB05 | 19105 | 5" | Radial Arm Hood | R |  | Glv | T |  | 168 | 0 | 0% | 0 | 0 | [6 empty] | 0 | 131.1 | 0 | 0 | 164.7 | 0
| 0 | IFB06 | 19106 | 6" | Radial Arm Hood | R |  | Glv | T |  | 182.7 | 0 | 0% | 0 | 0 | [6 empty] | 0 | 131.1 | 0 | 0 | 179.1 | 0
| 0 | IFD03 | 19303 | 3" | Ball Joints | R |  | Glv | T |  | 129.9 | 0 | 0% | 0 | 0 | [6 empty] | 0 | 97.8 | 0 | 0 | 127.4 | 0
| 0 | IFD04 | 19304 | 4" | Ball Joints | R |  | Glv | T |  | 129.9 | 0 | 0% | 0 | 0 | [6 empty] | 0 | 97.8 | 0 | 0 | 127.4 | 0
| 0 | IFD05 | 19305 | 5" | Ball Joints | R |  | Glv | T |  | 157.3 | 0 | 0% | 0 | 0 | [6 empty] | 0 | 118.5 | 0 | 0 | 154.2 | 0
| 0 | IFD06 | 19306 | 6" | Ball Joints | R |  | Glv | T |  | 164.1 | 0 | 0% | 0 | 0 | [6 empty] | 0 | 123.5 | 0 | 0 | 160.9 | 0
| 0 | IFD07 | 19307 | 7" | Ball Joints | R |  | Glv | T |  | 170.5 | 0 | 0% | 0 | 0 | [6 empty] | 0 | 128.4 | 0 | 0 | 167.2 | 0
| 0 | IFD08 | 19308 | 8" | Ball Joints | R |  | Glv | T |  | 219 | 0 | 0% | 0 | 0 | [6 empty] | 0 | 164.9 | 0 | 0 | 214.7 | 0
| 0 | IFD09 | 19309 | 9" | Ball Joints | R |  | Glv | T |  | 259.6 | 0 | 0% | 0 | 0 | [6 empty] | 0 | 195.5 | 0 | 0 | 254.5 | 0
| 0 | IFD10 | 19310 | 10" | Ball Joints | R |  | Glv | T |  | 287.3 | 0 | 0% | 0 | 0 | [6 empty] | 0 | 216.3 | 0 | 0 | 281.7 | 0
| 0 | IFD11 | 19311 | 11" | Ball Joints | R |  | Glv | T |  | 301.7 | 0 | 0% | 0 | 0 | [6 empty] | 0 | 227.2 | 0 | 0 | 295.8 | 0
| 0 | IFD12 | 19312 | 12" | Ball Joints | R |  | Glv | T |  | 321.4 | 0 | 0% | 0 | 0 | [6 empty] | 0 | 242 | 0 | 0 | 315.1 | 0
| 0 | IFE03 | 19403 | 3" | Butter Fly Valve | R |  | Glv | T |  | 41.5 | 0 | 0% | 0 | 0 | [6 empty] | 0 | 30 | 0 | 0 | 40.7 | 0
| 0 | IFE04 | 19404 | 4" | Butter Fly Valve | R |  | Glv | T |  | 41.5 | 0 | 0% | 0 | 0 | [6 empty] | 0 | 30 | 0 | 0 | 40.7 | 0
| 0 | IFE05 | 19405 | 5" | Butter Fly Valve | R |  | Glv | T |  | 41.7 | 0 | 0% | 0 | 0 | [6 empty] | 0 | 30.2 | 0 | 0 | 40.9 | 0
| 0 | IFE06 | 19406 | 6" | Butter Fly Valve | R |  | Glv | T |  | 42.2 | 0 | 0% | 0 | 0 | [6 empty] | 0 | 30.5 | 0 | 0 | 41.4 | 0
| 0 | IFE07 | 19407 | 7" | Butter Fly Valve | R |  | Glv | T |  | 44.8 | 0 | 0% | 0 | 0 | [6 empty] | 0 | 32.4 | 0 | 0 | 43.9 | 0
| 1 | IFE08 | 19408 | 8" | Butter Fly Valve | R |  | Glv | T |  | 45 | 45 | 0% | 45 | 45 | [6 empty] | 1 | 32.6 | 32.6 | 1 | 44.1 | 44.1
| 0 | IFE09 | 19409 | 9" | Butter Fly Valve | R |  | Glv | T |  | 45.8 | 0 | 0% | 0 | 0 | [6 empty] | 0 | 33.1 | 0 | 0 | 44.9 | 0
| 0 | IFE10 | 19410 | 10" | Butter Fly Valve | R |  | Glv | T |  | 46.4 | 0 | 0% | 0 | 0 | [6 empty] | 0 | 33.5 | 0 | 0 | 45.5 | 0
| 0 | IFE11 | 19411 | 11" | Butter Fly Valve | R |  | Glv | T |  | 46.5 | 0 | 0% | 0 | 0 | [6 empty] | 0 | 33.6 | 0 | 0 | 45.6 | 0
| 0 | IFE12 | 19412 | 12" | Butter Fly Valve | R |  | Glv | T |  | 48.9 | 0 | 0% | 0 | 0 | [6 empty] | 0 | 35.3 | 0 | 0 | 47.9 | 0
| 0 | IFE13 | 19413 | 13" | Butter Fly Valve | R |  | Glv | T |  | 52.3 | 0 | 0% | 0 | 0 | [6 empty] | 0 | 37.8 | 0 | 0 | 51.3 | 0
| 0 | IFE14 | 19414 | 14" | Butter Fly Valve | R |  | Glv | T |  | 55.8 | 0 | 0% | 0 | 0 | [6 empty] | 0 | 40.3 | 0 | 0 | 54.7 | 0
| 0 | IFE15 | 19415 | 15" | Butter Fly Valve | R |  | Glv | T |  | 57.7 | 0 | 0% | 0 | 0 | [6 empty] | 0 | 41.7 | 0 | 0 | 56.6 | 0
| 0 | IFE16 | 19416 | 16" | Butter Fly Valve | R |  | Glv | T |  | 59.8 | 0 | 0% | 0 | 0 | [6 empty] | 0 | 43.2 | 0 | 0 | 58.6 | 0
| 0 | IFE17 | 19417 | 17" | Butter Fly Valve | R |  | Glv | T |  | 62.2 | 0 | 0% | 0 | 0 | [6 empty] | 0 | 45 | 0 | 0 | 61 | 0
| 0 | IFE18 | 19418 | 18" | Butter Fly Valve | R |  | Glv | T |  | 64.9 | 0 | 0% | 0 | 0 | [6 empty] | 0 | 46.8 | 0 | 0 | 63.6 | 0
| 0 | IFE19 | 19419 | 19" | Butter Fly Valve | R |  | Glv | T |  | 68.7 | 0 | 0% | 0 | 0 | [6 empty] | 0 | 49.7 | 0 | 0 | 67.4 | 0
| 0 | IFE20 | 19420 | 20" | Butter Fly Valve | R |  | Glv | T |  | 72.8 | 0 | 0% | 0 | 0 | [6 empty] | 0 | 52.6 | 0 | 0 | 71.4 | 0
| 0 | IFE22 | 19422 | 22" | Butter Fly Valve | R |  | Glv | T |  | 80.8 | 0 | 0% | 0 | 0 | [6 empty] | 0 | 58.4 | 0 | 0 | 79.2 | 0
| 0 | IFE24 | 19424 | 24" | Butter Fly Valve | R |  | Glv | T |  | 97.9 | 0 | 0% | 0 | 0 | [9 empty] | 0 | 96 | 0
| 0 | IFF03 | 19503 | 3" | End Cap-Closed End | R |  | Glv | T |  | 9.5 | 0 | 0% | 0 | 0 | [6 empty] | 0 | 6.8 | 0 | 0 | 9.3 | 0
| 0 | IFF04 | 19504 | 4" | End Cap-Closed End | R |  | Glv | T |  | 9.5 | 0 | 0% | 0 | 0 | [6 empty] | 0 | 6.8 | 0 | 0 | 9.3 | 0
| 0 | IFF05 | 19505 | 5" | End Cap-Closed End | R |  | Glv | T |  | 10.2 | 0 | 0% | 0 | 0 | [6 empty] | 0 | 7.4 | 0 | 0 | 10 | 0
| 0 | IFF06 | 19506 | 6" | End Cap-Closed End | R |  | Glv | T |  | 11.5 | 0 | 0% | 0 | 0 | [6 empty] | 0 | 8.3 | 0 | 0 | 11.3 | 0
| 0 | IFF07 | 19507 | 7" | End Cap-Closed End | R |  | Glv | T |  | 13.1 | 0 | 0% | 0 | 0 | [6 empty] | 0 | 9.4 | 0 | 0 | 12.8 | 0
| 0 | IFF08 | 19508 | 8" | End Cap-Closed End | R |  | Glv | T |  | 13.8 | 0 | 0% | 0 | 0 | [6 empty] | 0 | 9.9 | 0 | 0 | 13.5 | 0
| 0 | IFF09 | 19509 | 9" | End Cap-Closed End | R |  | Glv | T |  | 15.1 | 0 | 0% | 0 | 0 | [6 empty] | 0 | 10.9 | 0 | 0 | 14.8 | 0
| 0 | IFF10 | 19510 | 10" | End Cap-Closed End | R |  | Glv | T |  | 15.8 | 0 | 0% | 0 | 0 | [6 empty] | 0 | 11.4 | 0 | 0 | 15.5 | 0
| 0 | IFF11 | 19511 | 11" | End Cap-Closed End | R |  | Glv | T |  | 16.1 | 0 | 0% | 0 | 0 | [6 empty] | 0 | 11.7 | 0 | 0 | 15.8 | 0
| 0 | IFF12 | 19512 | 12" | End Cap-Closed End | R |  | Glv | T |  | 16.6 | 0 | 0% | 0 | 0 | [6 empty] | 0 | 12 | 0 | 0 | 16.3 | 0
| 0 | IFF13 | 19513 | 13" | End Cap-Closed End | R |  | Glv | T |  | 17.1 | 0 | 0% | 0 | 0 | [6 empty] | 0 | 12.3 | 0 | 0 | 16.8 | 0
| 0 | IFF14 | 19514 | 14" | End Cap-Closed End | R |  | Glv | T |  | 17.5 | 0 | 0% | 0 | 0 | [6 empty] | 0 | 12.7 | 0 | 0 | 17.2 | 0
| 0 | IFF15 | 19515 | 15" | End Cap-Closed End | R |  | Glv | T |  | 18.1 | 0 | 0% | 0 | 0 | [6 empty] | 0 | 13 | 0 | 0 | 17.7 | 0
| 0 | IFF16 | 19516 | 16" | End Cap-Closed End | R |  | Glv | T |  | 18.5 | 0 | 0% | 0 | 0 | [6 empty] | 0 | 13.3 | 0 | 0 | 18.1 | 0
| 0 | IFF17 | 19517 | 17" | End Cap-Closed End | R |  | Glv | T |  | 19.2 | 0 | 0% | 0 | 0 | [6 empty] | 0 | 13.8 | 0 | 0 | 18.8 | 0
| 0 | IFF18 | 19518 | 18" | End Cap-Closed End | R |  | Glv | T |  | 19.6 | 0 | 0% | 0 | 0 | [6 empty] | 0 | 14.2 | 0 | 0 | 19.2 | 0
| 0 | IFF19 | 19519 | 19" | End Cap-Closed End | R |  | Glv | T |  | 20.4 | 0 | 0% | 0 | 0 | [6 empty] | 0 | 14.7 | 0 | 0 | 20 | 0
| 0 | IFF20 | 19520 | 20" | End Cap-Closed End | R |  | Glv | T |  | 20.9 | 0 | 0% | 0 | 0 | [6 empty] | 0 | 15.1 | 0 | 0 | 20.5 | 0
| 0 | IFF22 | 19522 | 22" | End Cap-Closed End | R |  | Glv | T |  | 21.5 | 0 | 0% | 0 | 0 | [6 empty] | 0 | 15.6 | 0 | 0 | 21.1 | 0
| 0 | IFF24 | 19524 | 24" | End Cap-Closed End | R |  | Glv | T |  | 22.8 | 0 | 0% | 0 | 0 | [9 empty] | 0 | 22.4 | 0
| 0 | IFG03 | 19603 | 3" | End Cap-Bird Screen | R |  | Glv | T |  | 18.8 | 0 | 0% | 0 | 0 | [6 empty] | 0 | 13.6 | 0 | 0 | 18.4 | 0
| 0 | IFG04 | 19604 | 4" | End Cap-Bird Screen | R |  | Glv | T |  | 18.8 | 0 | 0% | 0 | 0 | [6 empty] | 0 | 13.6 | 0 | 0 | 18.4 | 0
| 0 | IFG05 | 19605 | 5" | End Cap-Bird Screen | R |  | Glv | T |  | 20.6 | 0 | 0% | 0 | 0 | [6 empty] | 0 | 14.8 | 0 | 0 | 20.2 | 0
| 0 | IFG06 | 19606 | 6" | End Cap-Bird Screen | R |  | Glv | T |  | 23 | 0 | 0% | 0 | 0 | [6 empty] | 0 | 16.6 | 0 | 0 | 22.5 | 0
| 0 | IFG07 | 19607 | 7" | End Cap-Bird Screen | R |  | Glv | T |  | 26.1 | 0 | 0% | 0 | 0 | [6 empty] | 0 | 18.8 | 0 | 0 | 25.6 | 0
| 0 | IFG08 | 19608 | 8" | End Cap-Bird Screen | R |  | Glv | T |  | 27.4 | 0 | 0% | 0 | 0 | [6 empty] | 0 | 19.8 | 0 | 0 | 26.9 | 0
| 0 | IFG09 | 19609 | 9" | End Cap-Bird Screen | R |  | Glv | T |  | 30.1 | 0 | 0% | 0 | 0 | [6 empty] | 0 | 21.7 | 0 | 0 | 29.5 | 0
| 0 | IFG10 | 19610 | 10" | End Cap-Bird Screen | R |  | Glv | T |  | 31.3 | 0 | 0% | 0 | 0 | [6 empty] | 0 | 22.7 | 0 | 0 | 30.7 | 0
| 0 | IFG11 | 19611 | 11" | End Cap-Bird Screen | R |  | Glv | T |  | 32.3 | 0 | 0% | 0 | 0 | [6 empty] | 0 | 23.3 | 0 | 0 | 31.7 | 0
| 0 | IFG12 | 19612 | 12" | End Cap-Bird Screen | R |  | Glv | T |  | 33 | 0 | 0% | 0 | 0 | [6 empty] | 0 | 23.9 | 0 | 0 | 32.4 | 0
| 0 | IFG13 | 19613 | 13" | End Cap-Bird Screen | R |  | Glv | T |  | 34.2 | 0 | 0% | 0 | 0 | [6 empty] | 0 | 24.7 | 0 | 0 | 33.5 | 0
| 0 | IFG14 | 19614 | 14" | End Cap-Bird Screen | R |  | Glv | T |  | 35.2 | 0 | 0% | 0 | 0 | [6 empty] | 0 | 25.5 | 0 | 0 | 34.5 | 0
| 0 | IFG15 | 19615 | 15" | End Cap-Bird Screen | R |  | Glv | T |  | 36.1 | 0 | 0% | 0 | 0 | [6 empty] | 0 | 26.1 | 0 | 0 | 35.4 | 0
| 0 | IFG16 | 19616 | 16" | End Cap-Bird Screen | R |  | Glv | T |  | 36.9 | 0 | 0% | 0 | 0 | [6 empty] | 0 | 26.7 | 0 | 0 | 36.2 | 0
| 0 | IFG17 | 19617 | 17" | End Cap-Bird Screen | R |  | Glv | T |  | 38.1 | 0 | 0% | 0 | 0 | [6 empty] | 0 | 27.6 | 0 | 0 | 37.4 | 0
| 0 | IFG18 | 19618 | 18" | End Cap-Bird Screen | R |  | Glv | T |  | 39.3 | 0 | 0% | 0 | 0 | [6 empty] | 0 | 28.4 | 0 | 0 | 38.5 | 0
| 0 | IFG19 | 19619 | 19" | End Cap-Bird Screen | R |  | Glv | T |  | 40.6 | 0 | 0% | 0 | 0 | [6 empty] | 0 | 29.3 | 0 | 0 | 39.8 | 0
| 0 | IFG20 | 19620 | 20" | End Cap-Bird Screen | R |  | Glv | T |  | 41.7 | 0 | 0% | 0 | 0 | [6 empty] | 0 | 30.2 | 0 | 0 | 40.9 | 0
| 0 | IFG22 | 19622 | 22" | End Cap-Bird Screen | R |  | Glv | T |  | 43.1 | 0 | 0% | 0 | 0 | [6 empty] | 0 | 31.2 | 0 | 0 | 42.3 | 0
| 0 | IFG24 | 19624 | 24" | End Cap-Bird Screen | R |  | Glv | T |  | 47.8 | 0 | 0% | 0 | 0 | [9 empty] | 0 | 46.9 | 0
| 0 | 0 |  |  | 3" Hood | R | Give drawing with dimensions | Glv | T |  | 0 | 0 | 0% | 0 | 0 | [6 empty] | 0 |  | 0 | 0 | 0 | 0
| 0 | 0 |  |  | 4" Hood | R | Give drawing with dimensions | Glv | T |  | 0 | 0 | 0% | 0 | 0 | [6 empty] | 0 |  | 0 | 0 | 0 | 0
| 0 | 0 |  |  | 5" Hood | R | Give drawing with dimensions | Glv | T |  | 0 | 0 | 0% | 0 | 0 | [6 empty] | 0 |  | 0 | 0 | 0 | 0
| 0 | 0 |  |  | 6"Hood | R | Give drawing with dimensions | Glv | T |  | 0 | 0 | 0% | 0 | 0 | [6 empty] | 0 |  | 0 | 0 | 0 | 0
| 0 | 0 |  |  | 7"Hood | R | Give drawing with dimensions | Glv | T |  | 0 | 0 | 0% | 0 | 0 | [6 empty] | 0 |  | 0 | 0 | 0 | 0
| 0 | 0 |  |  | 8"Hood | R | Give drawing with dimensions | Glv | T |  | 0 | 0 | 0% | 0 | 0 | [6 empty] | 0 |  | 0 | 0 | 0 | 0
| 0 | 0 |  |  | 9"Hood | R | Give drawing with dimensions | Glv | T |  | 0 | 0 | 0% | 0 | 0 | [6 empty] | 0 |  | 0 | 0 | 0 | 0
| 0 | 0 |  |  | 10"Hood | R | Give drawing with dimensions | Glv | T |  | 0 | 0 | 0% | 0 | 0 | [6 empty] | 0 |  | 0 | 0 | 0 | 0
| 0 | 0 |  |  | 11"Hood | R | Give drawing with dimensions | Glv | T |  | 0 | 0 | 0% | 0 | 0 | [6 empty] | 0 |  | 0 | 0 | 0 | 0
| 0 | 0 |  |  | 12"Hood | R | Give drawing with dimensions | Glv | T |  | 0 | 0 | 0% | 0 | 0 | [6 empty] | 0 |  | 0 | 0 | 0 | 0
| 0 | 0 |  |  | 13"Hood | R | Give drawing with dimensions | Glv | T |  | 0 | 0 | 0% | 0 | 0 | [6 empty] | 0 |  | 0 | 0 | 0 | 0
| 0 | 0 |  |  | 14"Hood | R | Give drawing with dimensions | Glv | T |  | 0 | 0 | 0% | 0 | 0 | [6 empty] | 0 |  | 0 | 0 | 0 | 0
| 0 | 0 |  |  | 15"Hood | R | Give drawing with dimensions | Glv | T |  | 0 | 0 | 0% | 0 | 0 | [6 empty] | 0 |  | 0 | 0 | 0 | 0
| 0 | 0 |  |  | 16"Hood | R | Give drawing with dimensions | Glv | T |  | 0 | 0 | 0% | 0 | 0 | [6 empty] | 0 |  | 0 | 0 | 0 | 0
| 0 | 0 |  |  | 17"Hood | R | Give drawing with dimensions | Glv | T |  | 0 | 0 | 0% | 0 | 0 | [6 empty] | 0 |  | 0 | 0 | 0 | 0
| 0 | 0 |  |  | 18"Hood | R | Give drawing with dimensions | Glv | T |  | 0 | 0 | 0% | 0 | 0 | [6 empty] | 0 |  | 0 | 0 | 0 | 0
| 0 | 0 |  |  | 19"Hood | R | Give drawing with dimensions | Glv | T |  | 0 | 0 | 0% | 0 | 0 | [6 empty] | 0 |  | 0 | 0 | 0 | 0
| 0 | 0 |  |  | 20"Hood | R | Give drawing with dimensions | Glv | T |  | 0 | 0 | 0% | 0 | 0 | [6 empty] | 0 |  | 0 | 0 | 0 | 0
| 0 | 0 |  |  | 22"Hood | R | Give drawing with dimensions | Glv | T |  | 0 | 0 | 0% | 0 | 0 | [6 empty] | 0 |  | 0 | 0 | 0 | 0
| 0 | 0 |  |  | 24"Hood | R | Give drawing with dimensions | Glv | T |  | 0 | 0 | 0% | 0 | 0 | [9 empty] | 0 | 0 | 0
| 0 | 0 |  | 3" | Special Part | R | Give drawing with dimensions | Glv | T |  | 0 | 0 | 0% | 0 | 0 | [6 empty] | 0 |  | 0 | 0 | 0 | 0
| 0 | 0 |  | 4" | Special Part | R | Give drawing with dimensions | Glv | T |  | 0 | 0 | 0% | 0 | 0 | [6 empty] | 0 |  | 0 | 0 | 0 | 0
| 0 | 0 |  | 5" | Special Part | R | Give drawing with dimensions | Glv | T |  | 0 | 0 | 0% | 0 | 0 | [6 empty] | 0 |  | 0 | 0 | 0 | 0
| 0 | 0 |  | 6" | Special Part | R | Give drawing with dimensions | Glv | T |  | 0 | 0 | 0% | 0 | 0 | [6 empty] | 0 |  | 0 | 0 | 0 | 0
| 0 | 0 |  | 7" | Special Part | R | Give drawing with dimensions | Glv | T |  | 0 | 0 | 0% | 0 | 0 | [6 empty] | 0 |  | 0 | 0 | 0 | 0
| 0 | 0 |  | 8" | Special Part | R | Give drawing with dimensions | Glv | T |  | 0 | 0 | 0% | 0 | 0 | [6 empty] | 0 |  | 0 | 0 | 0 | 0
| 0 | 0 |  | 9" | Special Part | R | Give drawing with dimensions | Glv | T |  | 0 | 0 | 0% | 0 | 0 | [6 empty] | 0 |  | 0 | 0 | 0 | 0
| 0 | 0 |  | 10" | Special Part | R | Give drawing with dimensions | Glv | T |  | 0 | 0 | 0% | 0 | 0 | [6 empty] | 0 |  | 0 | 0 | 0 | 0
| 0 | 0 |  | 11" | Special Part | R | Give drawing with dimensions | Glv | T |  | 0 | 0 | 0% | 0 | 0 | [6 empty] | 0 |  | 0 | 0 | 0 | 0
| 0 | 0 |  | 12" | Special Part | R | Give drawing with dimensions | Glv | T |  | 0 | 0 | 0% | 0 | 0 | [6 empty] | 0 |  | 0 | 0 | 0 | 0
| 0 | 0 |  | 13" | Special Part | R | Give drawing with dimensions | Glv | T |  | 0 | 0 | 0% | 0 | 0 | [6 empty] | 0 |  | 0 | 0 | 0 | 0
| 0 | 0 |  | 14" | Special Part | R | Give drawing with dimensions | Glv | T |  | 0 | 0 | 0% | 0 | 0 | [6 empty] | 0 |  | 0 | 0 | 0 | 0
| 0 | 0 |  | 15" | Special Part | R | Give drawing with dimensions | Glv | T |  | 0 | 0 | 0% | 0 | 0 | [6 empty] | 0 |  | 0 | 0 | 0 | 0
| 0 | 0 |  | 16" | Special Part | R | Give drawing with dimensions | Glv | T |  | 0 | 0 | 0% | 0 | 0 | [6 empty] | 0 |  | 0 | 0 | 0 | 0
| 0 | 0 |  | 17" | Special Part | R | Give drawing with dimensions | Glv | T |  | 0 | 0 | 0% | 0 | 0 | [6 empty] | 0 |  | 0 | 0 | 0 | 0
| 0 | 0 |  | 18" | Special Part | R | Give drawing with dimensions | Glv | T |  | 0 | 0 | 0% | 0 | 0 | [6 empty] | 0 |  | 0 | 0 | 0 | 0
| 0 | 0 |  | 19" | Special Part | R | Give drawing with dimensions | Glv | T |  | 0 | 0 | 0% | 0 | 0 | [6 empty] | 0 |  | 0 | 0 | 0 | 0
| 0 | 0 |  | 20" | Special Part | R | Give drawing with dimensions | Glv | T |  | 0 | 0 | 0% | 0 | 0 | [6 empty] | 0 |  | 0 | 0 | 0 | 0
| 0 | 0 |  | 22" | Special Part | R | Give drawing with dimensions | Glv | T |  | 0 | 0 | 0% | 0 | 0 | [6 empty] | 0 |  | 0 | 0 | 0 | 0
| 0 | 0 |  | 24" | Special Part | R | Give drawing with dimensions | Glv | T |  | 0 | 0 | 0% | 0 | 0 | [9 empty] | 0 | 0 | 0
| 0 | IDA03SS | 10003SS | 3" | 5' Duct-Standard Rolled Lip | R |  | SS | P | 15 | 0 | 0 | 0% | 0 | 0 | [6 empty] | 0 | call | 0 | 0 |  | 0
| 0 | IDA04SS | 10004SS | 4" | 5' Duct-Standard Rolled Lip | R |  | SS | P | 15 | 50.6 | 0 | 0% | 0 | 0 | [6 empty] | 0 | 47 | 0 | 0 | 49.6 | 0
| 0 | IDA05SS | 10005SS | 5" | 5' Duct-Standard Rolled Lip | R |  | SS | P | 15 | 54.8 | 0 | 0% | 0 | 0 | [6 empty] | 0 | 51 | 0 | 0 | 53.7 | 0
| 0 | IDA06SS | 10006SS | 6" | 5' Duct-Standard Rolled Lip | R |  | SS | P | 15 | 65.6 | 0 | 0% | 0 | 0 | [6 empty] | 0 | 61 | 0 | 0 | 64.3 | 0
| 0 | IDA07SS | 10007SS | 7" | 5' Duct-Standard Rolled Lip | R |  | SS | P | 15 | 80.7 | 0 | 0% | 0 | 0 | [6 empty] | 0 | 75 | 0 | 0 | 79.1 | 0
| 0 | IDA08SS | 10008SS | 8" | 5' Duct-Standard Rolled Lip | R |  | SS | P | 15 | 90.3 | 0 | 0% | 0 | 0 | [6 empty] | 0 | 84 | 0 | 0 | 88.5 | 0
| 0 | IDA09SS | 10009SS | 9" | 5' Duct-Standard Rolled Lip | R |  | SS | P | 15 | 97.8 | 0 | 0% | 0 | 0 | [6 empty] | 0 | 91 | 0 | 0 | 95.9 | 0
| 0 | IDA10SS | 10010SS | 10" | 5' Duct-Standard Rolled Lip | R |  | SS | P | 15 | 105.3 | 0 | 0% | 0 | 0 | [6 empty] | 0 | 98 | 0 | 0 | 103.2 | 0
| 0 | IDA11SS | 10011SS | 11" | 5' Duct-Standard Rolled Lip | R |  | SS | P | 15 | 116 | 0 | 0% | 0 | 0 | [6 empty] | 0 | 108 | 0 | 0 | 113.7 | 0
| 0 | IDA12SS | 10012SS | 12" | 5' Duct-Standard Rolled Lip | R |  | SS | P | 15 | 126.9 | 0 | 0% | 0 | 0 | [6 empty] | 0 | 118 | 0 | 0 | 124.4 | 0
| 0 | IDA13SS | 10013SS | 13" | 5' Duct-Standard Rolled Lip | R |  | SS | P | 15 | 145 | 0 | 0% | 0 | 0 | [6 empty] | 0 | 135 | 0 | 0 | 142.2 | 0
| 0 | IDA14SS | 10014SS | 14" | 5' Duct-Standard Rolled Lip | R |  | SS | P | 15 | 163.3 | 0 | 0% | 0 | 0 | [6 empty] | 0 | 152 | 0 | 0 | 160.1 | 0
| 0 | IDA15SS | 10015SS | 15" | 5' Duct-Standard Rolled Lip | R |  | SS | P | 15 | 187 | 0 | 0% | 0 | 0 | [6 empty] | 0 | 174 | 0 | 0 | 183.3 | 0
| 0 | IDA16SS | 10016SS | 16" | 5' Duct-Standard Rolled Lip | R |  | SS | P | 15 | 211.8 | 0 | 0% | 0 | 0 | [6 empty] | 0 | 197 | 0 | 0 | 207.6 | 0
| 0 | IDA17SS | 10017SS | 17" | 5' Duct-Standard Rolled Lip | R |  | SS | P | 15 | 222.5 | 0 | 0% | 0 | 0 | [6 empty] | 0 | 207 | 0 | 0 | 218.1 | 0
| 0 | IDA18SS | 10018SS | 18" | 5' Duct-Standard Rolled Lip | R |  | SS | P | 15 | 233.2 | 0 | 0% | 0 | 0 | [6 empty] | 0 | 217 | 0 | 0 | 228.6 | 0
| 0 | IDA19SS | 10019SS | 19" | 5' Duct-Standard Rolled Lip | R |  | SS | P | 15 | 256.9 | 0 | 0% | 0 | 0 | [6 empty] | 0 | 239 | 0 | 0 | 251.9 | 0
| 0 | IDA20SS | 10020SS | 20" | 5' Duct-Standard Rolled Lip | R |  | SS | P | 15 | 279.3 | 0 | 0% | 0 | 0 | [6 empty] | 0 | 260 | 0 | 0 | 273.8 | 0
| 0 | IDA22SS | 10022SS | 22" | 5' Duct-Standard Rolled Lip | R |  | SS | P | 15 | 309.4 | 0 | 0% | 0 | 0 | [6 empty] | 0 | 288 | 0 | 0 | 303.3 | 0
| 0 | IDA24SS | 10024SS | 24" | 5' Duct-Standard Rolled Lip | R |  | SS | P | 15 | 359.9 | 0 | 0% | 0 | 0 | [6 empty] | 0 | 288 | 0 | 0 | 352.8 | 0
| 0 | ISA03SS | 11003SS | 3" | 11" Adjustable Sleeve | R | w/ BunaN O-Ring | SS | P | 10 | 31.6 | 0 | 0% | 0 | 0 | [6 empty] | 0 | 26 | 0 | 0 | 31 | 0
| 0 | ISA04SS | 11004SS | 4" | 11" Adjustable Sleeve | R | w/ BunaN O-Ring | SS | P | 10 | 31.6 | 0 | 0% | 0 | 0 | [6 empty] | 0 | 26 | 0 | 0 | 31 | 0
| 0 | ISA05SS | 11005SS | 5" | 11" Adjustable Sleeve | R | w/ BunaN O-Ring | SS | P | 10 | 32.9 | 0 | 0% | 0 | 0 | [6 empty] | 0 | 27 | 0 | 0 | 32.3 | 0
| 0 | ISA06SS | 11006SS | 6" | 11" Adjustable Sleeve | R | w/ BunaN O-Ring | SS | P | 10 | 34.1 | 0 | 0% | 0 | 0 | [6 empty] | 0 | 28 | 0 | 0 | 33.4 | 0
| 0 | ISA07SS | 11007SS | 7" | 11" Adjustable Sleeve | R | w/ BunaN O-Ring | SS | P | 10 | 41.4 | 0 | 0% | 0 | 0 | [6 empty] | 0 | 34 | 0 | 0 | 40.6 | 0
| 0 | ISA08SS | 11008SS | 8" | 11" Adjustable Sleeve | R | w/ BunaN O-Ring | SS | P | 10 | 42.2 | 0 | 0% | 0 | 0 | [6 empty] | 0 | 37 | 0 | 0 | 41.4 | 0
| 0 | ISA09SS | 11009SS | 9" | 11" Adjustable Sleeve | R | w/ BunaN O-Ring | SS | P | 10 | 43.8 | 0 | 0% | 0 | 0 | [6 empty] | 0 | 36 | 0 | 0 | 42.9 | 0
| 0 | ISA10SS | 11010SS | 10" | 11" Adjustable Sleeve | R | w/ BunaN O-Ring | SS | P | 10 | 46 | 0 | 0% | 0 | 0 | [6 empty] | 0 | 36 | 0 | 0 | 45.1 | 0
| 0 | ISA11SS | 11011SS | 11" | 11" Adjustable Sleeve | R | w/ BunaN O-Ring | SS | P | 10 | 47.6 | 0 | 0% | 0 | 0 | [6 empty] | 0 | 39 | 0 | 0 | 46.7 | 0
| 0 | ISA12SS | 11012SS | 12" | 11" Adjustable Sleeve | R | w/ BunaN O-Ring | SS | P | 10 | 51.2 | 0 | 0% | 0 | 0 | [6 empty] | 0 | 42 | 0 | 0 | 50.2 | 0
| 0 | ISA13SS | 11013SS | 13" | 11" Adjustable Sleeve | R | w/ BunaN O-Ring | SS | P | 10 | 59.8 | 0 | 0% | 0 | 0 | [6 empty] | 0 | 49 | 0 | 0 | 58.6 | 0
| 0 | ISA14SS | 11014SS | 14" | 11" Adjustable Sleeve | R | w/ BunaN O-Ring | SS | P | 10 | 69.5 | 0 | 0% | 0 | 0 | [6 empty] | 0 | 57 | 0 | 0 | 68.1 | 0
| 0 | ISA15SS | 11015SS | 15" | 11" Adjustable Sleeve | R | w/ BunaN O-Ring | SS | P | 10 | 74.3 | 0 | 0% | 0 | 0 | [6 empty] | 0 | 61 | 0 | 0 | 72.8 | 0
| 0 | ISA16SS | 11016SS | 16" | 11" Adjustable Sleeve | R | w/ BunaN O-Ring | SS | P | 10 | 79.2 | 0 | 0% | 0 | 0 | [6 empty] | 0 | 65 | 0 | 0 | 77.6 | 0
| 0 | ISA17SS | 11017SS | 17" | 11" Adjustable Sleeve | R | w/ BunaN O-Ring | SS | P | 10 | 85.3 | 0 | 0% | 0 | 0 | [6 empty] | 0 | 70 | 0 | 0 | 83.6 | 0
| 0 | ISA18SS | 11018SS | 18" | 11" Adjustable Sleeve | R | w/ BunaN O-Ring | SS | P | 10 | 92.5 | 0 | 0% | 0 | 0 | [6 empty] | 0 | 76 | 0 | 0 | 90.7 | 0
| 0 | ISA19SS | 11019SS | 19" | 11" Adjustable Sleeve | R | w/ BunaN O-Ring | SS | P | 10 | 102.3 | 0 | 0% | 0 | 0 | [6 empty] | 0 | 84 | 0 | 0 | 100.3 | 0
| 0 | ISA20SS | 11020SS | 20" | 11" Adjustable Sleeve | R | w/ BunaN O-Ring | SS | P | 10 | 113.2 | 0 | 0% | 0 | 0 | [6 empty] | 0 | 93 | 0 | 0 | 111 | 0
| 0 | ISA22SS | 11022SS | 22" | 11" Adjustable Sleeve | R | w/ BunaN O-Ring | SS | P | 10 | 133.8 | 0 | 0% | 0 | 0 | [6 empty] | 0 | 110 | 0 | 0 | 131.2 | 0
| 0 | ISA24SS | 11024SS | 24" | 11" Adjustable Sleeve | R | w/ BunaN O-Ring | SS | P | 10 | 160.2 | 0 | 0% | 0 | 0 | [9 empty] | 0 | 157.1 | 0
| 0 | ISA03SS | 11003SS-HT | 3" | 11" Adjustable Sleeve | R | w/ Red Silicon Hi-Temp/FDA O-Ring | SS | P | 10 | 39.5 | 0 | 0% | 0 | 0 | [6 empty] | 0 | 26 | 0 | 0 | 38.7 | 0
| 0 | ISA04-HTSS | 11004SS-HT | 4" | 11" Adjustable Sleeve | R | w/ Red Silicon Hi-Temp/FDA O-Ring | SS | P | 10 | 35 | 0 | 0% | 0 | 0 | [6 empty] | 0 | 26 | 0 | 0 | 34.3 | 0
| 0 | ISA05-HTSS | 11005SS-HT | 5" | 11" Adjustable Sleeve | R | w/ Red Silicon Hi-Temp/FDA O-Ring | SS | P | 10 | 36.6 | 0 | 0% | 0 | 0 | [6 empty] | 0 | 27 | 0 | 0 | 35.9 | 0
| 0 | ISA06-HTSS | 11006SS-HT | 6" | 11" Adjustable Sleeve | R | w/ Red Silicon Hi-Temp/FDA O-Ring | SS | P | 10 | 38 | 0 | 0% | 0 | 0 | [6 empty] | 0 | 28 | 0 | 0 | 37.3 | 0
| 0 | ISA07-HTSS | 11007SS-HT | 7" | 11" Adjustable Sleeve | R | w/ Red Silicon Hi-Temp/FDA O-Ring | SS | P | 10 | 46.4 | 0 | 0% | 0 | 0 | [6 empty] | 0 | 34 | 0 | 0 | 45.5 | 0
| 0 | ISA08-HTSS | 11008SS-HT | 8" | 11" Adjustable Sleeve | R | w/ Red Silicon Hi-Temp/FDA O-Ring | SS | P | 10 | 47.8 | 0 | 0% | 0 | 0 | [6 empty] | 0 | 37 | 0 | 0 | 46.9 | 0
| 0 | ISA09-HTSS | 11009SS-HT | 9" | 11" Adjustable Sleeve | R | w/ Red Silicon Hi-Temp/FDA O-Ring | SS | P | 10 | 49.7 | 0 | 0% | 0 | 0 | [6 empty] | 0 | 36 | 0 | 0 | 48.7 | 0
| 0 | ISA10-HTSS | 11010SS-HT | 10" | 11" Adjustable Sleeve | R | w/ Red Silicon Hi-Temp/FDA O-Ring | SS | P | 10 | 52.3 | 0 | 0% | 0 | 0 | [6 empty] | 0 | 36 | 0 | 0 | 51.3 | 0
| 0 | ISA11-HTSS | 11011SS-HT | 11" | 11" Adjustable Sleeve | R | w/ Red Silicon Hi-Temp/FDA O-Ring | SS | P | 10 | 59 | 0 | 0% | 0 | 0 | [6 empty] | 0 | 39 | 0 | 0 | 57.8 | 0
| 0 | ISA12-HTSS | 11012SS-HT | 12" | 11" Adjustable Sleeve | R | w/ Red Silicon Hi-Temp/FDA O-Ring | SS | P | 10 | 63.4 | 0 | 0% | 0 | 0 | [6 empty] | 0 | 42 | 0 | 0 | 62.2 | 0
| 0 | ISA13-HTSS | 11013SS-HT | 13" | 11" Adjustable Sleeve | R | w/ Red Silicon Hi-Temp/FDA O-Ring | SS | P | 10 | 71.8 | 0 | 0% | 0 | 0 | [6 empty] | 0 | 49 | 0 | 0 | 70.4 | 0
| 0 | ISA14-HTSS | 11014SS-HT | 14" | 11" Adjustable Sleeve | R | w/ Red Silicon Hi-Temp/FDA O-Ring | SS | P | 10 | 82.4 | 0 | 0% | 0 | 0 | [6 empty] | 0 | 57 | 0 | 0 | 80.8 | 0
| 0 | ISA15-HTSS | 11015SS-HT | 15" | 11" Adjustable Sleeve | R | w/ Red Silicon Hi-Temp/FDA O-Ring | SS | P | 10 | 88.1 | 0 | 0% | 0 | 0 | [6 empty] | 0 | 61 | 0 | 0 | 86.4 | 0
| 0 | ISA16-HTSS | 11016SS-HT | 16" | 11" Adjustable Sleeve | R | w/ Red Silicon Hi-Temp/FDA O-Ring | SS | P | 10 | 93.9 | 0 | 0% | 0 | 0 | [6 empty] | 0 | 65 | 0 | 0 | 92.1 | 0
| 0 | ISA17-HTSS | 11017SS-HT | 17" | 11" Adjustable Sleeve | R | w/ Red Silicon Hi-Temp/FDA O-Ring | SS | P | 10 | 100.5 | 0 | 0% | 0 | 0 | [6 empty] | 0 | 70 | 0 | 0 | 98.5 | 0
| 0 | ISA18-HTSS | 11018SS-HT | 18" | 11" Adjustable Sleeve | R | w/ Red Silicon Hi-Temp/FDA O-Ring | SS | P | 10 | 108.7 | 0 | 0% | 0 | 0 | [6 empty] | 0 | 76 | 0 | 0 | 106.6 | 0
| 0 | ISA19-HTSS | 11019SS-HT | 19" | 11" Adjustable Sleeve | R | w/ Red Silicon Hi-Temp/FDA O-Ring | SS | P | 10 | 119.5 | 0 | 0% | 0 | 0 | [6 empty] | 0 | 84 | 0 | 0 | 117.2 | 0
| 0 | ISA20-HTSS | 11020SS-HT | 20" | 11" Adjustable Sleeve | R | w/ Red Silicon Hi-Temp/FDA O-Ring | SS | P | 10 | 131.6 | 0 | 0% | 0 | 0 | [6 empty] | 0 | 93 | 0 | 0 | 129 | 0
| 0 | ISA22-HTSS | 11022SS-HT | 22" | 11" Adjustable Sleeve | R | w/ Red Silicon Hi-Temp/FDA O-Ring | SS | P | 10 | 154.2 | 0 | 0% | 0 | 0 | [6 empty] | 0 | 110 | 0 | 0 | 151.2 | 0
| 0 | ISA24-HTSS | 11024SS-HT | 24" | 11" Adjustable Sleeve | R | w/ Red Silicon Hi-Temp/FDA O-Ring | SS | P | 10 | 184.5 | 0 | 0% | 0 | 0 | [9 empty] | 0 | 180.9 | 0
| 0 | IEE03.9SS | 12403.90SS | 3" | 90 deg Tubed El- 1.5D | R |  | SS | S | 0 | 91.5 | 0 | 0% | 0 | 0 | [6 empty] | 0 | 39.3 | 0 | 0 | 89.7 | 0
| 0 | IEE04.9SS | 12404.90SS | 4" | 90 deg Tubed El- 1.5D | R |  | SS | S | 0 | 139.7 | 0 | 0% | 0 | 0 | [6 empty] | 0 | 53.1 | 0 | 0 | 137 | 0
| 0 | IEE05.9SS | 12405.90SS | 5" | 90 deg Tubed El- 1.5D | R |  | SS | S | 0 | 252.8 | 0 | 0% | 0 | 0 | [6 empty] | 0 | 97.4 | 0 | 0 | 247.8 | 0
| 0 | IEE06.9SS | 12406.90SS | 6" | 90 deg Tubed El- 1.5D | R |  | SS | S | 0 | 327.4 | 0 | 0% | 0 | 0 | [6 empty] | 0 | 189 | 0 | 0 | 321 | 0
| 0 | IEE08.9SS | 12408.90SS | 8" | 90 deg Tubed El- 1.5D | R |  | SS | S | 0 | 522.5 | 0 | 0% | 0 | 0 | [6 empty] | 0 | 189 | 0 | 0 | 512.3 | 0
| 0 | IEA07.9SS | 12007.90SS | 7" | 90 deg El-1.5D Gored | R |  | SS | S | 0 | 153.8 | 0 | 0% | 0 | 0 | [6 empty] | 0 | 136 | 0 | 0 | 150.8 | 0
| 0 | IEA08.9SS | 12008.90SS | 8" | 90 deg El-1.5D Gored | R |  | SS | E | 20 | 225.1 | 0 | 0% | 0 | 0 | [6 empty] | 0 | 199 | 0 | 0 | 220.7 | 0
| 0 | IEA09.9SS | 12009.90SS | 9" | 90 deg El-1.5D Gored | R |  | SS | E | 20 | 233 | 0 | 0% | 0 | 0 | [6 empty] | 0 | 206 | 0 | 0 | 228.4 | 0
| 0 | IEA10.9SS | 12010.90SS | 10" | 90 deg El-1.5D Gored | R |  | SS | E | 20 | 243.2 | 0 | 0% | 0 | 0 | [6 empty] | 0 | 215 | 0 | 0 | 238.4 | 0
| 0 | IEA11.9SS | 12011.90SS | 11" | 90 deg El-1.5D Gored | R |  | SS | E | 20 | 276 | 0 | 0% | 0 | 0 | [6 empty] | 0 | 244 | 0 | 0 | 270.6 | 0
| 0 | IEA12.9SS | 12012.90SS | 12" | 90 deg El-1.5D Gored | R |  | SS | E | 20 | 308.8 | 0 | 0% | 0 | 0 | [6 empty] | 0 | 273 | 0 | 0 | 302.7 | 0
| 0 | IEA13.9SS | 12013.90SS | 13" | 90 deg El-1.5D Gored | R |  | SS | E | 20 | 317.8 | 0 | 0% | 0 | 0 | [6 empty] | 0 | 281 | 0 | 0 | 311.6 | 0
| 0 | IEA14.9SS | 12014.90SS | 14" | 90 deg El-1.5D Gored | R |  | SS | E | 30 | 327.9 | 0 | 0% | 0 | 0 | [6 empty] | 0 | 290 | 0 | 0 | 321.5 | 0
| 0 | IEA15.9SS | 12015.90SS | 15" | 90 deg El-1.5D Gored | R |  | SS | E | 30 | 331.4 | 0 | 0% | 0 | 0 | [6 empty] | 0 | 293 | 0 | 0 | 324.9 | 0
| 0 | IEA16.9SS | 12016.90SS | 16" | 90 deg El-1.5D Gored | R |  | SS | E | 30 | 335.9 | 0 | 0% | 0 | 0 | [6 empty] | 0 | 297 | 0 | 0 | 329.3 | 0
| 0 | IEA17.9SS | 12017.90SS | 17" | 90 deg El-1.5D Gored | R |  | SS | E | 30 | 403.7 | 0 | 0% | 0 | 0 | [6 empty] | 0 | 357 | 0 | 0 | 395.8 | 0
| 0 | IEA18.9SS | 12018.90SS | 18" | 90 deg El-1.5D Gored | R |  | SS | E | 30 | 472.8 | 0 | 0% | 0 | 0 | [6 empty] | 0 | 418 | 0 | 0 | 463.5 | 0
| 0 | IEA19.9SS | 12019.90SS | 19" | 90 deg El-1.5D Gored | R |  | SS | E | 30 | 511.2 | 0 | 0% | 0 | 0 | [6 empty] | 0 | 452 | 0 | 0 | 501.2 | 0
| 0 | IEA20.9SS | 12020.90SS | 20" | 90 deg El-1.5D Gored | R |  | SS | E | 30 | 550.7 | 0 | 0% | 0 | 0 | [6 empty] | 0 | 487 | 0 | 0 | 539.9 | 0
| 0 | IEA22.9SS | 12022.90SS | 22" | 90 deg El-1.5D Gored | R |  | SS | E | 30 | 709.1 | 0 | 0% | 0 | 0 | [6 empty] | 0 | 627 | 0 | 0 | 695.2 | 0
| 0 | IEA24.9SS | 12024.90SS | 24" | 90 deg El-1.5D Gored | R |  | SS | E | 30 | 903.9 | 0 | 0% | 0 | 0 | [9 empty] | 0 | 886.2 | 0
| 0 | IEA03.6SS | 12003.60SS | 3" | 60 deg Tubed El- 1.5D | R |  | SS |  |  | 91.5 | 0 | 0% | 0 | 0 | [6 empty] | 0 | 38.3 | 0 | 0 | 89.7 | 0
| 0 | IEA04.6SS | 12004.60SS | 4" | 60 deg Tubed El- 1.5D | R |  | SS |  |  | 139.7 | 0 | 0% | 0 | 0 | [6 empty] | 0 | 46.6 | 0 | 0 | 137 | 0
| 0 | IEA05.6SS | 12005.60SS | 5" | 60 deg Tubed El- 1.5D | R |  | SS |  |  | 252.8 | 0 | 0% | 0 | 0 | [6 empty] | 0 | 87.9 | 0 | 0 | 247.8 | 0
| 0 | IEA06.6SS | 12006.60SS | 6" | 60 deg Tubed El- 1.5D | R |  | SS |  |  | 327.4 | 0 | 0% | 0 | 0 | [6 empty] | 0 | 159.8 | 0 | 0 | 321 | 0
| 0 | IEE08.6SS | 12408.60SS | 8" | 60 deg Tubed El- 1.5D | R |  | SS |  |  | 522.5 | 0 | 0% | 0 | 0 | [6 empty] | 0 | 159.8 | 0 | 0 | 512.3 | 0
| 0 | IEA07.6SS | 12007.60SS | 7" | 60 deg El-1.5D Gored | R |  | SS | S | 0 | 153.8 | 0 | 0% | 0 | 0 | [6 empty] | 0 | 136 | 0 | 0 | 150.8 | 0
| 0 | IEA08.6SS | 12008.60SS | 8" | 60 deg El-1.5D Gored | R |  | SS | E | 20 | 191.1 | 0 | 0% | 0 | 0 | [6 empty] | 0 | 169 | 0 | 0 | 187.4 | 0
| 0 | IEA09.6SS | 12009.60SS | 9" | 60 deg El-1.5D Gored | R |  | SS | E | 20 | 196.9 | 0 | 0% | 0 | 0 | [6 empty] | 0 | 174 | 0 | 0 | 193 | 0
| 0 | IEA10.6SS | 12010.60SS | 10" | 60 deg El-1.5D Gored | R |  | SS | E | 20 | 219.4 | 0 | 0% | 0 | 0 | [6 empty] | 0 | 194 | 0 | 0 | 215.1 | 0
| 0 | IEA11.6SS | 12011.60SS | 11" | 60 deg El-1.5D Gored | R |  | SS | E | 20 | 229.7 | 0 | 0% | 0 | 0 | [6 empty] | 0 | 203 | 0 | 0 | 225.2 | 0
| 0 | IEA12.6SS | 12012.60SS | 12" | 60 deg El-1.5D Gored | R |  | SS | E | 20 | 238.6 | 0 | 0% | 0 | 0 | [6 empty] | 0 | 211 | 0 | 0 | 233.9 | 0
| 0 | IEA13.6SS | 12013.60SS | 13" | 60 deg El-1.5D Gored | R |  | SS | E | 20 | 256.7 | 0 | 0% | 0 | 0 | [6 empty] | 0 | 227 | 0 | 0 | 251.7 | 0
| 0 | IEA14.6SS | 12014.60SS | 14" | 60 deg El-1.5D Gored | R |  | SS | E | 30 | 273.7 | 0 | 0% | 0 | 0 | [6 empty] | 0 | 242 | 0 | 0 | 268.3 | 0
| 0 | IEA15.6SS | 12015.60SS | 15" | 60 deg El-1.5D Gored | R |  | SS | E | 30 | 296.3 | 0 | 0% | 0 | 0 | [6 empty] | 0 | 262 | 0 | 0 | 290.5 | 0
| 0 | IEA16.6SS | 12016.60SS | 16" | 60 deg El-1.5D Gored | R |  | SS | E | 30 | 320.1 | 0 | 0% | 0 | 0 | [6 empty] | 0 | 283 | 0 | 0 | 313.8 | 0
| 0 | IEA17.6SS | 12017.60SS | 17" | 60 deg El-1.5D Gored | R |  | SS | E | 30 | 341.5 | 0 | 0% | 0 | 0 | [6 empty] | 0 | 302 | 0 | 0 | 334.8 | 0
| 0 | IEA18.6SS | 12018.60SS | 18" | 60 deg El-1.5D Gored | R |  | SS | E | 30 | 361.9 | 0 | 0% | 0 | 0 | [6 empty] | 0 | 320 | 0 | 0 | 354.8 | 0
| 0 | IEA19.6SS | 12019.60SS | 19" | 60 deg El-1.5D Gored | R |  | SS | E | 30 | 413.9 | 0 | 0% | 0 | 0 | [6 empty] | 0 | 366 | 0 | 0 | 405.8 | 0
| 0 | IEA20.6SS | 12020.60SS | 20" | 60 deg El-1.5D Gored | R |  | SS | E | 30 | 465.9 | 0 | 0% | 0 | 0 | [6 empty] | 0 | 412 | 0 | 0 | 456.8 | 0
| 0 | IEA22.6SS | 12022.60SS | 22" | 60 deg El-1.5D Gored | R |  | SS | E | 30 | 550.7 | 0 | 0% | 0 | 0 | [6 empty] | 0 | 487 | 0 | 0 | 539.9 | 0
| 0 | IEA24.6SS | 12024.60SS | 24" | 60 deg El-1.5D Gored | R |  | SS | E | 30 | 642.6 | 0 | 0% | 0 | 0 | [9 empty] | 0 | 630 | 0
| 0 | IEE03.45SS | 12403.45SS | 3" | 45 deg Tubed El- 1.5D | R |  | SS | S | 0 | 81 | 0 | 0% | 0 | 0 | [6 empty] | 0 | 38.3 | 0 | 0 | 79.4 | 0
| 0 | IEE04.45SS | 12404.45SS | 4" | 45 deg Tubed El- 1.5D | R |  | SS | S | 0 | 125.7 | 0 | 0% | 0 | 0 | [6 empty] | 0 | 46.6 | 0 | 0 | 123.2 | 0
| 0 | IEE05.45SS | 12405.45SS | 5" | 45 deg Tubed El- 1.5D | R |  | SS | S | 0 | 223.7 | 0 | 0% | 0 | 0 | [6 empty] | 0 | 87.9 | 0 | 0 | 219.3 | 0
| 0 | IEE06.45SS | 12406.45SS | 6" | 45 deg Tubed El- 1.5D | R |  | SS | S | 0 | 258.4 | 0 | 0% | 0 | 0 | [6 empty] | 0 | 159.8 | 0 | 0 | 253.3 | 0
| 0 | IEE08.45SS | 12408.45SS | 8" | 45 deg Tubed El- 1.5D | R |  | SS | S | 0 | 432.1 | 0 | 0% | 0 | 0 | [6 empty] | 0 | 159.8 | 0 | 0 | 423.6 | 0
| 0 | IEA07.45SS | 12007.45SS | 7" | 45 deg El-1.5D Gored | R |  | SS | S | 0 | 147.1 | 0 | 0% | 0 | 0 | [6 empty] | 0 | 130 | 0 | 0 | 144.2 | 0
| 0 | IEA08.45SS | 12008.45SS | 8" | 45 deg El-1.5D Gored | R |  | SS | E | 20 | 158.4 | 0 | 0% | 0 | 0 | [6 empty] | 0 | 140 | 0 | 0 | 155.3 | 0
| 0 | IEA09.45SS | 12009.45SS | 9" | 45 deg El-1.5D Gored | R |  | SS | E | 20 | 161.8 | 0 | 0% | 0 | 0 | [6 empty] | 0 | 143 | 0 | 0 | 158.6 | 0
| 0 | IEA10.45SS | 12010.45SS | 10" | 45 deg El-1.5D Gored | R |  | SS | E | 20 | 168.5 | 0 | 0% | 0 | 0 | [6 empty] | 0 | 149 | 0 | 0 | 165.2 | 0
| 0 | IEA11.45SS | 12011.45SS | 11" | 45 deg El-1.5D Gored | R |  | SS | E | 20 | 173.1 | 0 | 0% | 0 | 0 | [6 empty] | 0 | 153 | 0 | 0 | 169.7 | 0
| 0 | IEA12.45SS | 12012.45SS | 12" | 45 deg El-1.5D Gored | R |  | SS | E | 20 | 177.6 | 0 | 0% | 0 | 0 | [6 empty] | 0 | 157 | 0 | 0 | 174.1 | 0
| 0 | IEA13.45SS | 12013.45SS | 13" | 45 deg El-1.5D Gored | R |  | SS | E | 20 | 184.4 | 0 | 0% | 0 | 0 | [6 empty] | 0 | 163 | 0 | 0 | 180.8 | 0
| 0 | IEA14.45SS | 12014.45SS | 14" | 45 deg El-1.5D Gored | R |  | SS | E | 30 | 191.1 | 0 | 0% | 0 | 0 | [6 empty] | 0 | 169 | 0 | 0 | 187.4 | 0
| 0 | IEA15.45SS | 12015.45SS | 15" | 45 deg El-1.5D Gored | R |  | SS | E | 30 | 224 | 0 | 0% | 0 | 0 | [6 empty] | 0 | 198 | 0 | 0 | 219.6 | 0
| 0 | IEA16.45SS | 12016.45SS | 16" | 45 deg El-1.5D Gored | R |  | SS | E | 30 | 256.7 | 0 | 0% | 0 | 0 | [6 empty] | 0 | 227 | 0 | 0 | 251.7 | 0
| 0 | IEA17.45SS | 12017.45SS | 17" | 45 deg El-1.5D Gored | R |  | SS | E | 30 | 276 | 0 | 0% | 0 | 0 | [6 empty] | 0 | 244 | 0 | 0 | 270.6 | 0
| 0 | IEA18.45SS | 12018.45SS | 18" | 45 deg El-1.5D Gored | R |  | SS | E | 30 | 295.2 | 0 | 0% | 0 | 0 | [6 empty] | 0 | 261 | 0 | 0 | 289.4 | 0
| 0 | IEA19.45SS | 12019.45SS | 19" | 45 deg El-1.5D Gored | R |  | SS | E | 30 | 323.4 | 0 | 0% | 0 | 0 | [6 empty] | 0 | 286 | 0 | 0 | 317.1 | 0
| 0 | IEA20.45SS | 12020.45SS | 20" | 45 deg El-1.5D Gored | R |  | SS | E | 30 | 352.8 | 0 | 0% | 0 | 0 | [6 empty] | 0 | 312 | 0 | 0 | 345.9 | 0
| 0 | IEA22.45SS | 12022.45SS | 22" | 45 deg El-1.5D Gored | R |  | SS | E | 30 | 404.9 | 0 | 0% | 0 | 0 | [6 empty] | 0 | 358 | 0 | 0 | 397 | 0
| 0 | IEA24.45SS | 12024.45SS | 24" | 45 deg El-1.5D Gored | R |  | SS | E | 30 | 471.2 | 0 | 0% | 0 | 0 | [9 empty] | 0 | 462 | 0
| 0 | IEA03.30SS | 12003.30SS | 3" | 30 deg Tubed El- 1.5D | R |  | SS |  |  | 81 | 0 | 0% | 0 | 0 | [6 empty] | 0 | 38.3 | 0 | 0 | 79.4 | 0
| 0 | IEA04.30SS | 12004.30SS | 4" | 30 deg Tubed El- 1.5D | R |  | SS |  |  | 125.7 | 0 | 0% | 0 | 0 | [6 empty] | 0 | 46.6 | 0 | 0 | 123.2 | 0
| 0 | IEA05.30SS | 12005.30SS | 5" | 30 deg Tubed El- 1.5D | R |  | SS |  |  | 223.7 | 0 | 0% | 0 | 0 | [6 empty] | 0 | 87.9 | 0 | 0 | 219.3 | 0
| 0 | IEA06.30SS | 12006.30SS | 6" | 30 deg Tubed El- 1.5D | R |  | SS |  |  | 258.4 | 0 | 0% | 0 | 0 | [6 empty] | 0 | 159.8 | 0 | 0 | 253.3 | 0
| 0 | IEE08.35SS | 12408.35SS | 8" | 30 deg Tubed El- 1.5D | R |  | SS |  |  | 432.1 | 0 | 0% | 0 | 0 | [6 empty] | 0 | 159.8 | 0 | 0 | 423.6 | 0
| 0 | IEA07.30SS | 12007.30SS | 7" | 30 deg El-1.5D Gored | R |  | SS | S | 0 | 125.6 | 0 | 0% | 0 | 0 | [6 empty] | 0 | 111 | 0 | 0 | 123.1 | 0
| 0 | IEA08.30SS | 12008.30SS | 8" | 30 deg El-1.5D Gored | R |  | SS | E | 20 | 126.6 | 0 | 0% | 0 | 0 | [6 empty] | 0 | 112 | 0 | 0 | 124.1 | 0
| 0 | IEA09.30SS | 12009.30SS | 9" | 30 deg El-1.5D Gored | R |  | SS | E | 20 | 131.2 | 0 | 0% | 0 | 0 | [6 empty] | 0 | 116 | 0 | 0 | 128.6 | 0
| 0 | IEA10.30SS | 12010.30SS | 10" | 30 deg El-1.5D Gored | R |  | SS | E | 20 | 137.9 | 0 | 0% | 0 | 0 | [6 empty] | 0 | 122 | 0 | 0 | 135.2 | 0
| 0 | IEA11.30SS | 12011.30SS | 11" | 30 deg El-1.5D Gored | R |  | SS | E | 20 | 154.5 | 0 | 0% | 0 | 0 | [6 empty] | 0 | 144 | 0 | 0 | 151.5 | 0
| 0 | IEA12.30SS | 12012.30SS | 12" | 30 deg El-1.5D Gored | R |  | SS | E | 20 | 162.9 | 0 | 0% | 0 | 0 | [6 empty] | 0 | 124 | 0 | 0 | 159.7 | 0
| 0 | IEA13.30SS | 12013.30SS | 13" | 30 deg El-1.5D Gored | R |  | SS | E | 20 | 168.5 | 0 | 0% | 0 | 0 | [6 empty] | 0 | 153 | 0 | 0 | 165.2 | 0
| 0 | IEA14.30SS | 12014.30SS | 14" | 30 deg El-1.5D Gored | R |  | SS | E | 30 | 173.1 | 0 | 0% | 0 | 0 | [6 empty] | 0 | 137 | 0 | 0 | 169.7 | 0
| 0 | IEA15.30SS | 12015.30SS | 15" | 30 deg El-1.5D Gored | R |  | SS | E | 30 | 192.3 | 0 | 0% | 0 | 0 | [6 empty] | 0 | 170 | 0 | 0 | 188.5 | 0
| 0 | IEA16.30SS | 12016.30SS | 16" | 30 deg El-1.5D Gored | R |  | SS | E | 30 | 203.6 | 0 | 0% | 0 | 0 | [6 empty] | 0 | 180 | 0 | 0 | 199.6 | 0
| 0 | IEA17.30SS | 12017.30SS | 17" | 30 deg El-1.5D Gored | R |  | SS | E | 30 | 211.4 | 0 | 0% | 0 | 0 | [6 empty] | 0 | 187 | 0 | 0 | 207.3 | 0
| 0 | IEA18.30SS | 12018.30SS | 18" | 30 deg El-1.5D Gored | R |  | SS | E | 30 | 220.5 | 0 | 0% | 0 | 0 | [6 empty] | 0 | 195 | 0 | 0 | 216.2 | 0
| 0 | IEA19.30SS | 12019.30SS | 19" | 30 deg El-1.5D Gored | R |  | SS | E | 30 | 239.8 | 0 | 0% | 0 | 0 | [6 empty] | 0 | 212 | 0 | 0 | 235.1 | 0
| 0 | IEA20.30SS | 12020.30SS | 20" | 30 deg El-1.5D Gored | R |  | SS | E | 30 | 257.9 | 0 | 0% | 0 | 0 | [6 empty] | 0 | 228 | 0 | 0 | 252.8 | 0
| 0 | IEA22.30SS | 12022.30SS | 22" | 30 deg El-1.5D Gored | R |  | SS | E | 30 | 295.2 | 0 | 0% | 0 | 0 | [6 empty] | 0 | 261 | 0 | 0 | 289.4 | 0
| 0 | IEA24.30SS | 12024.30SS | 24" | 30 deg El-1.5D Gored | R |  | SS | E | 30 | 338.4 | 0 | 0% | 0 | 0 | [9 empty] | 0 | 331.8 | 0
| 0 | IEE03.90L-SS | 12403.90LSS | 3" | 90 deg Tubed El- LR | R |  | SS | S | 0 | 81.4 | 0 | 0% | 0 | 0 | [6 empty] | 0 | 38.5 | 0 | 0 | 79.8 | 0
| 0 | IEE04.90L-SS | 12404.90LSS | 4" | 90 deg Tubed El- LR | R |  | SS | S | 0 | 132.8 | 0 | 0% | 0 | 0 | [6 empty] | 0 | 57.6 | 0 | 0 | 130.2 | 0
| 0 | IEE05.90L-SS | 12405.90L-SS | 5" | 90 deg Tubed El- LR | R |  | SS | S | 0 | 250.9 | 0 | 0% | 0 | 0 | [6 empty] | 0 | 122.3 | 0 | 0 | 246 | 0
| 0 | IEE06.90L-SS | 12406.90L-SS | 6" | 90 deg Tubed El- LR | R |  | SS | S | 0 | 300.7 | 0 | 0% | 0 | 0 | [6 empty] | 0 | 159.7 | 0 | 0 | 294.8 | 0
| 0 | IEE08.90L-SS | 12408.90L-SS | 8" | 90 deg Tubed El- LR | R |  | SS | S | 0 | 561.6 | 0 | 0% | 0 | 0 | [6 empty] | 0 | 159.7 | 0 | 0 | 550.6 | 0
| 0 | IEA07.90L-SS | 12007.90L-SS | 7" | 90 deg Elbow- Long Rad | R |  | SS | S | 0 | 165.1 | 0 | 0% | 0 | 0 | [6 empty] | 0 | 146 | 0 | 0 | 161.9 | 0
| 0 | IEA08.90L-SS | 12008.90L-SS | 8" | 90 deg Elbow- Long Rad | R |  | SS | E | 20 | 290.6 | 0 | 0% | 0 | 0 | [6 empty] | 0 | 257 | 0 | 0 | 284.9 | 0
| 0 | IEA09.90L-SS | 12009.90L-SS | 9" | 90 deg Elbow- Long Rad | R |  | SS | E | 20 | 303.1 | 0 | 0% | 0 | 0 | [6 empty] | 0 | 268 | 0 | 0 | 297.2 | 0
| 0 | IEA10.90L-SS | 12010.90L-SS | 10" | 90 deg Elbow- Long Rad | R |  | SS | E | 20 | 308.8 | 0 | 0% | 0 | 0 | [6 empty] | 0 | 273 | 0 | 0 | 302.7 | 0
| 0 | IEA11.90L-SS | 12011.90L-SS | 11" | 90 deg Elbow- Long Rad | R |  | SS | E | 20 | 335.9 | 0 | 0% | 0 | 0 | [6 empty] | 0 | 297 | 0 | 0 | 329.3 | 0
| 0 | IEA12.90L-SS | 12012.90L-SS | 12" | 90 deg Elbow- Long Rad | R |  | SS | E | 20 | 364.1 | 0 | 0% | 0 | 0 | [6 empty] | 0 | 322 | 0 | 0 | 357 | 0
| 0 | IEA13.90L-SS | 12013.90L-SS | 13" | 90 deg Elbow- Long Rad | R |  | SS | E | 20 | 384.5 | 0 | 0% | 0 | 0 | [6 empty] | 0 | 340 | 0 | 0 | 377 | 0
| 0 | IEA14.90L-SS | 12014.90L-SS | 14" | 90 deg Elbow- Long Rad | R |  | SS | E | 30 | 404.9 | 0 | 0% | 0 | 0 | [6 empty] | 0 | 358 | 0 | 0 | 397 | 0
| 0 | IEA15.90L-SS | 12015.90L-SS | 15" | 90 deg Elbow- Long Rad | R |  | SS | E | 30 | 518.1 | 0 | 0% | 0 | 0 | [6 empty] | 0 | 458 | 0 | 0 | 507.9 | 0
| 0 | IEA16.90L-SS | 12016.90L-SS | 16" | 90 deg Elbow- Long Rad | R |  | SS | E | 30 | 632.2 | 0 | 0% | 0 | 0 | [6 empty] | 0 | 559 | 0 | 0 | 619.8 | 0
| 0 | IEA17.90L-SS | 12017.90L-SS | 17" | 90 deg Elbow- Long Rad | R |  | SS | E | 30 | 660.6 | 0 | 0% | 0 | 0 | [6 empty] | 0 | 584 | 0 | 0 | 647.6 | 0
| 0 | IEA18.90L-SS | 12018.90L-SS | 18" | 90 deg Elbow- Long Rad | R |  | SS | E | 30 | 689.9 | 0 | 0% | 0 | 0 | [6 empty] | 0 | 610 | 0 | 0 | 676.4 | 0
| 0 | IEA19.90L-SS | 12019.90L-SS | 19" | 90 deg Elbow- Long Rad | R |  | SS | E | 30 | 735.2 | 0 | 0% | 0 | 0 | [6 empty] | 0 | 650 | 0 | 0 | 720.8 | 0
| 0 | IEA20.90L-SS | 12020.90L-SS | 20" | 90 deg Elbow- Long Rad | R |  | SS | E | 30 | 746.4 | 0 | 0% | 0 | 0 | [6 empty] | 0 | 660 | 0 | 0 | 731.8 | 0
| 0 | IEA22.90L-SS | 12022.90L-SS | 22" | 90 deg Elbow- Long Rad | R |  | SS | E | 30 | 944.4 | 0 | 0% | 0 | 0 | [6 empty] | 0 | 835 | 0 | 0 | 925.9 | 0
| 0 | IEA24.90L-SS | 12024.90L-SS | 24" | 90 deg Elbow- Long Rad | R |  | SS | E | 30 | 1156.7 | 0 | 0% | 0 | 0 | [9 empty] | 0 | 1134 | 0
| 0 | IEA03.60L-SS | 12003.60L-SS | 3" | 60 deg Elbow- Tubed Long Rad | R |  | SS |  |  | 81.4 | 0 | 0% | 0 | 0 | [6 empty] | 0 | 39.7 | 0 | 0 | 79.8 | 0
| 0 | IEA04.60L-SS | 12004.60L-SS | 4" | 60 deg Elbow- Tubed Long Rad | R |  | SS |  |  | 132.8 | 0 | 0% | 0 | 0 | [6 empty] | 0 | 57.6 | 0 | 0 | 130.2 | 0
| 0 | IEA05.60L-SS | 12005.60L-SS | 5" | 60 deg Elbow- Tubed Long Rad | R |  | SS |  |  | 250.9 | 0 | 0% | 0 | 0 | [6 empty] | 0 | 12.3 | 0 | 0 | 246 | 0
| 0 | IEA06.60L-SS | 12006.60L-SS | 6" | 60 deg Elbow- Tubed Long Rad | R |  | SS |  |  | 300.7 | 0 | 0% | 0 | 0 | [6 empty] | 0 | 159.7 | 0 | 0 | 294.8 | 0
| 0 | IEA08.60L-SS | 12008.60L-SS | 8" | 60 deg Elbow- Tubed Long Rad | R |  | SS |  |  | 561.6 | 0 | 0% | 0 | 0 | [6 empty] | 0 | 159.7 | 0 | 0 | 550.6 | 0
| 0 | IEA07.60L-SS | 12007.60L-SS | 7" | 60 deg Elbow- Long Rad | R |  | SS | S | 0 | 165.1 | 0 | 0% | 0 | 0 | [6 empty] | 0 | 146 | 0 | 0 | 161.9 | 0
| 0 | IEA08.60L-SS | 12008.60L-SS | 8" | 60 deg Elbow- Long Rad | R |  | SS | E | 20 | 224 | 0 | 0% | 0 | 0 | [6 empty] | 0 | 198 | 0 | 0 | 219.6 | 0
| 0 | IEA09.60L-SS | 12009.60L-SS | 9" | 60 deg Elbow- Long Rad | R |  | SS | E | 20 | 239.8 | 0 | 0% | 0 | 0 | [6 empty] | 0 | 212 | 0 | 0 | 235.1 | 0
| 0 | IEA10.60L-SS | 12010.60L-SS | 10" | 60 deg Elbow- Long Rad | R |  | SS | E | 20 | 268 | 0 | 0% | 0 | 0 | [6 empty] | 0 | 237 | 0 | 0 | 262.7 | 0
| 0 | IEA11.60L-SS | 12011.60L-SS | 11" | 60 deg Elbow- Long Rad | R |  | SS | E | 20 | 280.5 | 0 | 0% | 0 | 0 | [6 empty] | 0 | 248 | 0 | 0 | 275 | 0
| 0 | IEA12.60L-SS | 12012.60L-SS | 12" | 60 deg Elbow- Long Rad | R |  | SS | E | 20 | 291.8 | 0 | 0% | 0 | 0 | [6 empty] | 0 | 258 | 0 | 0 | 286.1 | 0
| 0 | IEA13.60L-SS | 12013.60L-SS | 13" | 60 deg Elbow- Long Rad | R |  | SS | E | 20 | 313.2 | 0 | 0% | 0 | 0 | [6 empty] | 0 | 277 | 0 | 0 | 307.1 | 0
| 0 | IEA14.60L-SS | 12014.60L-SS | 14" | 60 deg Elbow- Long Rad | R |  | SS | E | 30 | 334.8 | 0 | 0% | 0 | 0 | [6 empty] | 0 | 296 | 0 | 0 | 328.2 | 0
| 0 | IEA15.60L-SS | 12015.60L-SS | 15" | 60 deg Elbow- Long Rad | R |  | SS | E | 30 | 361.9 | 0 | 0% | 0 | 0 | [6 empty] | 0 | 320 | 0 | 0 | 354.8 | 0
| 0 | IEA16.60L-SS | 12016.60L-SS | 16" | 60 deg Elbow- Long Rad | R |  | SS | E | 30 | 390.2 | 0 | 0% | 0 | 0 | [6 empty] | 0 | 345 | 0 | 0 | 382.5 | 0
| 0 | IEA17.60L-SS | 12017.60L-SS | 17" | 60 deg Elbow- Long Rad | R |  | SS | E | 30 | 416.3 | 0 | 0% | 0 | 0 | [6 empty] | 0 | 368 | 0 | 0 | 408.1 | 0
| 0 | IEA18.60L-SS | 12018.60L-SS | 18" | 60 deg Elbow- Long Rad | R |  | SS | E | 30 | 442.2 | 0 | 0% | 0 | 0 | [6 empty] | 0 | 391 | 0 | 0 | 433.5 | 0
| 0 | IEA19.60L-SS | 12019.60L-SS | 19" | 60 deg Elbow- Long Rad | R |  | SS | E | 30 | 506.7 | 0 | 0% | 0 | 0 | [6 empty] | 0 | 448 | 0 | 0 | 496.8 | 0
| 0 | IEA20.60L-SS | 12020.60L-SS | 20" | 60 deg Elbow- Long Rad | R |  | SS | E | 30 | 570 | 0 | 0% | 0 | 0 | [6 empty] | 0 | 504 | 0 | 0 | 558.8 | 0
| 0 | IEA22.60L-SS | 12022.60L-SS | 22" | 60 deg Elbow- Long Rad | R |  | SS | E | 30 | 672.9 | 0 | 0% | 0 | 0 | [6 empty] | 0 | 595 | 0 | 0 | 659.7 | 0
| 0 | IEA24.60L-SS | 12024.60L-SS | 24" | 60 deg Elbow- Long Rad | R |  | SS | E | 30 | 771.1 | 0 | 0% | 0 | 0 | [9 empty] | 0 | 756 | 0
| 0 | IEE03.45L-SS | 12403.45L-SS | 3" | 45 deg Tubed El-LR | R |  | SS | S | 0 | 71.9 | 0 | 0% | 0 | 0 | [6 empty] | 0 | 38.3 | 0 | 0 | 70.5 | 0
| 0 | IEE04.45L-SS | 12404.45L-SS | 4" | 45 deg Tubed El-LR | R |  | SS | S | 0 | 115.9 | 0 | 0% | 0 | 0 | [6 empty] | 0 | 45.1 | 0 | 0 | 113.6 | 0
| 0 | IEE05.45L-SS | 12405.45L-SS | 5" | 45 deg Tubed El-LR | R |  | SS | S | 0 | 215.1 | 0 | 0% | 0 | 0 | [6 empty] | 0 | 82.7 | 0 | 0 | 210.9 | 0
| 0 | IEE06.45L-SS | 12406.45L-SS | 6" | 45 deg Tubed El-LR | R |  | SS | S | 0 | 246 | 0 | 0% | 0 | 0 | [6 empty] | 0 | 172 | 0 | 0 | 241.2 | 0
| 0 | IEE08.45L-SS | 12408.45L-SS | 8" | 45 deg Tubed El-LR | R |  | SS | S | 0 | 474.1 | 0 | 0% | 0 | 0 | [6 empty] | 0 | 172 | 0 | 0 | 464.8 | 0
| 0 | IEA07.45L-SS | 12007.45L-SS | 7" | 45 deg Elbow-Long Rad | R |  | SS | S | 0 | 202.5 | 0 | 0% | 0 | 0 | [6 empty] | 0 | 179 | 0 | 0 | 198.5 | 0
| 0 | IEA08.45L-SS | 12008.45L-SS | 8" | 45 deg Elbow-Long Rad | R |  | SS | E | 20 | 202.5 | 0 | 0% | 0 | 0 | [6 empty] | 0 | 179 | 0 | 0 | 198.5 | 0
| 0 | IEA09.45L-SS | 12009.45L-SS | 9" | 45 deg Elbow-Long Rad | R |  | SS | E | 20 | 239.8 | 0 | 0% | 0 | 0 | [6 empty] | 0 | 212 | 0 | 0 | 235.1 | 0
| 0 | IEA10.45L-SS | 12010.45L-SS | 10" | 45 deg Elbow-Long Rad | R |  | SS | E | 20 | 268 | 0 | 0% | 0 | 0 | [6 empty] | 0 | 237 | 0 | 0 | 262.7 | 0
| 0 | IEA11.45L-SS | 12011.45L-SS | 11" | 45 deg Elbow-Long Rad | R |  | SS | E | 20 | 280.5 | 0 | 0% | 0 | 0 | [6 empty] | 0 | 248 | 0 | 0 | 275 | 0
| 0 | IEA12.45L-SS | 12012.45L-SS | 12" | 45 deg Elbow-Long Rad | R |  | SS | E | 20 | 291.8 | 0 | 0% | 0 | 0 | [6 empty] | 0 | 258 | 0 | 0 | 286.1 | 0
| 0 | IEA13.45L-SS | 12013.45L-SS | 13" | 45 deg Elbow-Long Rad | R |  | SS | E | 20 | 313.2 | 0 | 0% | 0 | 0 | [6 empty] | 0 | 277 | 0 | 0 | 307.1 | 0
| 0 | IEA14.45L-SS | 12014.45L-SS | 14" | 45 deg Elbow-Long Rad | R |  | SS | E | 30 | 334.8 | 0 | 0% | 0 | 0 | [6 empty] | 0 | 296 | 0 | 0 | 328.2 | 0
| 0 | IEA15.45L-SS | 12015.45L-SS | 15" | 45 deg Elbow-Long Rad | R |  | SS | E | 30 | 361.9 | 0 | 0% | 0 | 0 | [6 empty] | 0 | 320 | 0 | 0 | 354.8 | 0
| 0 | IEA16.45L-SS | 12016.45L-SS | 16" | 45 deg Elbow-Long Rad | R |  | SS | E | 30 | 390.2 | 0 | 0% | 0 | 0 | [6 empty] | 0 | 345 | 0 | 0 | 382.5 | 0
| 0 | IEA17.45L-SS | 12017.45L-SS | 17" | 45 deg Elbow-Long Rad | R |  | SS | E | 30 | 416.3 | 0 | 0% | 0 | 0 | [6 empty] | 0 | 368 | 0 | 0 | 408.1 | 0
| 0 | IEA18.45L-SS | 12018.45L-SS | 18" | 45 deg Elbow-Long Rad | R |  | SS | E | 30 | 442.2 | 0 | 0% | 0 | 0 | [6 empty] | 0 | 391 | 0 | 0 | 433.5 | 0
| 0 | IEA19.45L-SS | 12019.45L-SS | 19" | 45 deg Elbow-Long Rad | R |  | SS | E | 30 | 506.7 | 0 | 0% | 0 | 0 | [6 empty] | 0 | 448 | 0 | 0 | 496.8 | 0
| 0 | IEA20.45L-SS | 12020.45L-SS | 20" | 45 deg Elbow-Long Rad | R |  | SS | E | 30 | 570 | 0 | 0% | 0 | 0 | [6 empty] | 0 | 504 | 0 | 0 | 558.8 | 0
| 0 | IEA22.45L-SS | 12022.45L-SS | 22" | 45 deg Elbow-Long Rad | R |  | SS | E | 30 | 672.9 | 0 | 0% | 0 | 0 | [6 empty] | 0 | 595 | 0 | 0 | 659.7 | 0
| 0 | IEA24.45L-SS | 12024.45L-SS | 24" | 45 deg Elbow-Long Rad | R |  | SS | E | 30 | 758.3 | 0 | 0% | 0 | 0 | [9 empty] | 0 | 743.4 | 0
| 0 | IEA03.30L-SS | 12003.30L-SS | 3" | 30 deg Tubed El-LR | R |  | SS |  |  | 71.9 | 0 | 0% | 0 | 0 | [6 empty] | 0 | 38.3 | 0 | 0 | 70.5 | 0
| 0 | IEA04.30L-SS | 12004.30L-SS | 4" | 30 deg Tubed El-LR | R |  | SS |  |  | 115.9 | 0 | 0% | 0 | 0 | [6 empty] | 0 | 45.1 | 0 | 0 | 113.6 | 0
| 0 | IEA05.30L-SS | 12005.30L-SS | 5" | 30 deg Tubed El-LR | R |  | SS |  |  | 215.1 | 0 | 0% | 0 | 0 | [6 empty] | 0 | 82.7 | 0 | 0 | 210.9 | 0
| 0 | IEA06.30L-SS | 12006.30L-SS | 6" | 30 deg Tubed El-LR | R |  | SS |  |  | 246 | 0 | 0% | 0 | 0 | [6 empty] | 0 | 172 | 0 | 0 | 241.2 | 0
| 0 | IEA08.30L-SS | 12008.30L-SS | 8" | 30 deg Tubed El-LR | R |  | SS |  |  | 474.1 | 0 | 0% | 0 | 0 | [6 empty] | 0 | 172 | 0 | 0 | 464.8 | 0
| 0 | IEA07.30L-SS | 12007.30L-SS | 7" | 30 deg Elbow-Long Rad | R |  | SS | S | 0 | 151.6 | 0 | 0% | 0 | 0 | [6 empty] | 0 | 134 | 0 | 0 | 148.6 | 0
| 0 | IEA08.30L-SS | 12008.30L-SS | 8" | 30 deg Elbow-Long Rad | R |  | SS | E | 20 | 158.4 | 0 | 0% | 0 | 0 | [6 empty] | 0 | 140 | 0 | 0 | 155.3 | 0
| 0 | IEA09.30L-SS | 12009.30L-SS | 9" | 30 deg Elbow-Long Rad | R |  | SS | E | 20 | 167.4 | 0 | 0% | 0 | 0 | [6 empty] | 0 | 148 | 0 | 0 | 164.1 | 0
| 0 | IEA10.30L-SS | 12010.30L-SS | 10" | 30 deg Elbow-Long Rad | R |  | SS | E | 20 | 173.1 | 0 | 0% | 0 | 0 | [6 empty] | 0 | 153 | 0 | 0 | 169.7 | 0
| 0 | IEA11.30L-SS | 12011.30L-SS | 11" | 30 deg Elbow-Long Rad | R |  | SS | E | 20 | 178.7 | 0 | 0% | 0 | 0 | [6 empty] | 0 | 158 | 0 | 0 | 175.2 | 0
| 0 | IEA12.30L-SS | 12012.30L-SS | 12" | 30 deg Elbow-Long Rad | R |  | SS | E | 20 | 181.5 | 0 | 0% | 0 | 0 | [6 empty] | 0 | 158 | 0 | 0 | 177.9 | 0
| 0 | IEA13.30L-SS | 12013.30L-SS | 13" | 30 deg Elbow-Long Rad | R |  | SS | E | 20 | 186.6 | 0 | 0% | 0 | 0 | [6 empty] | 0 | 169 | 0 | 0 | 182.9 | 0
| 0 | IEA14.30L-SS | 12014.30L-SS | 14" | 30 deg Elbow-Long Rad | R |  | SS | E | 30 | 210 | 0 | 0% | 0 | 0 | [6 empty] | 0 | 165 | 0 | 0 | 205.9 | 0
| 0 | IEA15.30L-SS | 12015.30L-S | 15" | 30 deg Elbow-Long Rad | R |  | SS | E | 30 | 229.7 | 0 | 0% | 0 | 0 | [6 empty] | 0 | 203 | 0 | 0 | 225.2 | 0
| 0 | IEA16.30L-SS | 12016.30L-SS | 16" | 30 deg Elbow-Long Rad | R |  | SS | E | 30 | 240.9 | 0 | 0% | 0 | 0 | [6 empty] | 0 | 213 | 0 | 0 | 236.2 | 0
| 0 | IEA17.30L-SS | 12017.30L-SS | 17" | 30 deg Elbow-Long Rad | R |  | SS | E | 30 | 255.6 | 0 | 0% | 0 | 0 | [6 empty] | 0 | 226 | 0 | 0 | 250.6 | 0
| 0 | IEA18.30L-SS | 12018.30L-SS | 18" | 30 deg Elbow-Long Rad | R |  | SS | E | 30 | 269.2 | 0 | 0% | 0 | 0 | [6 empty] | 0 | 238 | 0 | 0 | 263.9 | 0
| 0 | IEA19.30L-SS | 12019.30L-SS | 19" | 30 deg Elbow-Long Rad | R |  | SS | E | 30 | 292.9 | 0 | 0% | 0 | 0 | [6 empty] | 0 | 259 | 0 | 0 | 287.2 | 0
| 0 | IEA20.30L-SS | 12020.30L-SS | 20" | 30 deg Elbow-Long Rad | R |  | SS | E | 30 | 315.6 | 0 | 0% | 0 | 0 | [6 empty] | 0 | 279 | 0 | 0 | 309.4 | 0
| 0 | IEA22.30L-SS | 12022.30L-SS | 22" | 30 deg Elbow-Long Rad | R |  | SS | E | 30 | 359.8 | 0 | 0% | 0 | 0 | [6 empty] | 0 | 318 | 0 | 0 | 352.7 | 0
| 0 | IEA24.30L-SS | 12024.30L-SS | 24" | 30 deg Elbow-Long Rad | R |  | SS | E | 30 | 424.1 | 0 | 0% | 0 | 0 | [9 empty] | 0 | 415.8 | 0
| 0 | IBA03.30-SS | 14003.30-SS | 3" | 30 deg Branch-Standard | R | A-B-C | SS | B | 45 | 200.1 | 0 | 0% | 0 | 0 | [6 empty] | 0 | 177 | 0 | 0 | 196.2 | 0
| 0 | IBA04.30-SS | 14004.30-SS | 4" | 30 deg Branch-Standard | R | A-B-C | SS | B | 45 | 200.1 | 0 | 0% | 0 | 0 | [6 empty] | 0 | 177 | 0 | 0 | 196.2 | 0
| 0 | IBA05.30-SS | 14005.30-SS | 5" | 30 deg Branch-Standard | R | A-B-C | SS | B | 45 | 202.5 | 0 | 0% | 0 | 0 | [6 empty] | 0 | 179 | 0 | 0 | 198.5 | 0
| 0 | IBA06.30-SS | 14006.30-SS | 6" | 30 deg Branch-Standard | R | A-B-C | SS | B | 45 | 204.7 | 0 | 0% | 0 | 0 | [6 empty] | 0 | 181 | 0 | 0 | 200.7 | 0
| 0 | IBA07.30-SS | 14007.30-SS | 7" | 30 deg Branch-Standard | R | A-B-C | SS | B | 45 | 210.4 | 0 | 0% | 0 | 0 | [6 empty] | 0 | 186 | 0 | 0 | 206.3 | 0
| 0 | IBA08.30-SS | 14008.30-SS | 8" | 30 deg Branch-Standard | R | A-B-C | SS | B | 45 | 219.4 | 0 | 0% | 0 | 0 | [6 empty] | 0 | 194 | 0 | 0 | 215.1 | 0
| 0 | IBA09.30-SS | 14009.30-SS | 9" | 30 deg Branch-Standard | R | A-B-C | SS | B | 45 | 234.1 | 0 | 0% | 0 | 0 | [6 empty] | 0 | 207 | 0 | 0 | 229.5 | 0
| 0 | IBA10.30-SS | 14010.30-SS | 10" | 30 deg Branch-Standard | R | A-B-C | SS | B | 45 | 247.8 | 0 | 0% | 0 | 0 | [6 empty] | 0 | 219 | 0 | 0 | 242.9 | 0
| 0 | IBA11.30-SS | 14011.30-SS | 11" | 30 deg Branch-Standard | R | A-B-C | SS | B | 45 | 261.2 | 0 | 0% | 0 | 0 | [6 empty] | 0 | 231 | 0 | 0 | 256.1 | 0
| 0 | IBA12.30-SS | 14012.30-SS | 12" | 30 deg Branch-Standard | R | A-B-C | SS | B | 45 | 282.7 | 0 | 0% | 0 | 0 | [6 empty] | 0 | 250 | 0 | 0 | 277.2 | 0
| 0 | IBA13.30-SS | 14013.30-SS | 13" | 30 deg Branch-Standard | R | A-B-C | SS | B | 50 | 306.5 | 0 | 0% | 0 | 0 | [6 empty] | 0 | 271 | 0 | 0 | 300.5 | 0
| 0 | IBA14.30-SS | 14014.30-SS | 14" | 30 deg Branch-Standard | R | A-B-C | SS | B | 50 | 329.2 | 0 | 0% | 0 | 0 | [6 empty] | 0 | 291 | 0 | 0 | 322.7 | 0
| 0 | IBA15.30-SS | 14015.30-SS | 15" | 30 deg Branch-Standard | R | A-B-C | SS | B | 50 | 352.8 | 0 | 0% | 0 | 0 | [6 empty] | 0 | 312 | 0 | 0 | 345.9 | 0
| 0 | IBA16.30-SS | 14016.30-SS | 16" | 30 deg Branch-Standard | R | A-B-C | SS | B | 50 | 367.6 | 0 | 0% | 0 | 0 | [6 empty] | 0 | 325 | 0 | 0 | 360.4 | 0
| 0 | IBA17.30-SS | 14017.30-SS | 17" | 30 deg Branch-Standard | R | A-B-C | SS | B | 50 | 411.8 | 0 | 0% | 0 | 0 | [6 empty] | 0 | 364 | 0 | 0 | 403.7 | 0
| 0 | IBA18.30-SS | 14018.30-SS | 18" | 30 deg Branch-Standard | R | A-B-C | SS | B | 50 | 453.5 | 0 | 0% | 0 | 0 | [6 empty] | 0 | 401 | 0 | 0 | 444.6 | 0
| 0 | IBA19.30-SS | 14019.30-SS | 19" | 30 deg Branch-Standard | R | A-B-C | SS | B | 50 | 460.3 | 0 | 0% | 0 | 0 | [6 empty] | 0 | 407 | 0 | 0 | 451.3 | 0
| 0 | IBA20.30-SS | 14020.30-SS | 20" | 30 deg Branch-Standard | R | A-B-C | SS | B | 50 | 579.1 | 0 | 0% | 0 | 0 | [6 empty] | 0 | 512 | 0 | 0 | 567.7 | 0
| 0 | IBA22.30-SS | 14022.30-SS | 22" | 30 deg Branch-Standard | R | A-B-C | SS | B | 50 | 623.2 | 0 | 0% | 0 | 0 | [6 empty] | 0 | 551 | 0 | 0 | 611 | 0
| 0 | IBA24.30-SS | 14024.30-SS | 24" | 30 deg Branch-Standard | R | A-B-C | SS | B | 50 | 706.9 | 0 | 0% | 0 | 0 | [9 empty] | 0 | 693 | 0
| 0 | IBA03.45-SS | 14003.45-SS | 3" | 45 deg Branch-Standard | R | A-B-C | SS | B | 45 | 200.1 | 0 | 0% | 0 | 0 | [6 empty] | 0 | 177 | 0 | 0 | 196.2 | 0
| 0 | IBA04.45-SS | 14004.45-SS | 4" | 45 deg Branch-Standard | R | A-B-C | SS | B | 45 | 200.1 | 0 | 0% | 0 | 0 | [6 empty] | 0 | 177 | 0 | 0 | 196.2 | 0
| 0 | IBA05.45-SS | 14005.45-SS | 5" | 45 deg Branch-Standard | R | A-B-C | SS | B | 45 | 202.5 | 0 | 0% | 0 | 0 | [6 empty] | 0 | 179 | 0 | 0 | 198.5 | 0
| 0 | IBA06.45-SS | 14006.45-SS | 6" | 45 deg Branch-Standard | R | A-B-C | SS | B | 45 | 204.7 | 0 | 0% | 0 | 0 | [6 empty] | 0 | 181 | 0 | 0 | 200.7 | 0
| 0 | IBA07.45-SS | 14007.45-SS | 7" | 45 deg Branch-Standard | R | A-B-C | SS | B | 45 | 210.4 | 0 | 0% | 0 | 0 | [6 empty] | 0 | 186 | 0 | 0 | 206.3 | 0
| 0 | IBA08.45-SS | 14008.45-SS | 8" | 45 deg Branch-Standard | R | A-B-C | SS | B | 45 | 219.4 | 0 | 0% | 0 | 0 | [6 empty] | 0 | 194 | 0 | 0 | 215.1 | 0
| 0 | IBA09.45-SS | 14009.45-SS | 9" | 45 deg Branch-Standard | R | A-B-C | SS | B | 45 | 234.1 | 0 | 0% | 0 | 0 | [6 empty] | 0 | 207 | 0 | 0 | 229.5 | 0
| 0 | IBA10.45-SS | 14010.45-SS | 10" | 45 deg Branch-Standard | R | A-B-C | SS | B | 45 | 247.8 | 0 | 0% | 0 | 0 | [6 empty] | 0 | 219 | 0 | 0 | 242.9 | 0
| 0 | IBA11.45-SS | 14011.45-SS | 11" | 45 deg Branch-Standard | R | A-B-C | SS | B | 45 | 261.2 | 0 | 0% | 0 | 0 | [6 empty] | 0 | 231 | 0 | 0 | 256.1 | 0
| 0 | IBA12.45-SS | 14012.45-SS | 12" | 45 deg Branch-Standard | R | A-B-C | SS | B | 45 | 282.7 | 0 | 0% | 0 | 0 | [6 empty] | 0 | 250 | 0 | 0 | 277.2 | 0
| 0 | IBA13.45-SS | 14013.45-SS | 13" | 45 deg Branch-Standard | R | A-B-C | SS | B | 50 | 306.5 | 0 | 0% | 0 | 0 | [6 empty] | 0 | 271 | 0 | 0 | 300.5 | 0
| 0 | IBA14.45-SS | 14014.45-SS | 14" | 45 deg Branch-Standard | R | A-B-C | SS | B | 50 | 329.2 | 0 | 0% | 0 | 0 | [6 empty] | 0 | 291 | 0 | 0 | 322.7 | 0
| 0 | IBA15.45-SS | 14015.45-SS | 15" | 45 deg Branch-Standard | R | A-B-C | SS | B | 50 | 352.8 | 0 | 0% | 0 | 0 | [6 empty] | 0 | 312 | 0 | 0 | 345.9 | 0
| 0 | IBA16.45-SS | 14016.45-SS | 16" | 45 deg Branch-Standard | R | A-B-C | SS | B | 50 | 367.6 | 0 | 0% | 0 | 0 | [6 empty] | 0 | 325 | 0 | 0 | 360.4 | 0
| 0 | IBA17.45-SS | 14017.45-SS | 17" | 45 deg Branch-Standard | R | A-B-C | SS | B | 50 | 411.8 | 0 | 0% | 0 | 0 | [6 empty] | 0 | 364 | 0 | 0 | 403.7 | 0
| 0 | IBA18.45-SS | 14018.45-SS | 18" | 45 deg Branch-Standard | R | A-B-C | SS | B | 50 | 453.5 | 0 | 0% | 0 | 0 | [6 empty] | 0 | 401 | 0 | 0 | 444.6 | 0
| 0 | IBA19.45-SS | 14019.45-SS | 19" | 45 deg Branch-Standard | R | A-B-C | SS | B | 50 | 460.3 | 0 | 0% | 0 | 0 | [6 empty] | 0 | 407 | 0 | 0 | 451.3 | 0
| 0 | IBA20.45-SS | 14020.45-SS | 20" | 45 deg Branch-Standard | R | A-B-C | SS | B | 50 | 579.1 | 0 | 0% | 0 | 0 | [6 empty] | 0 | 512 | 0 | 0 | 567.7 | 0
| 0 | IBA22.45-SS | 14022.45-SS | 22" | 45 deg Branch-Standard | R | A-B-C | SS | B | 50 | 623.2 | 0 | 0% | 0 | 0 | [6 empty] | 0 | 551 | 0 | 0 | 611 | 0
| 0 | IBA24.45-SS | 14024.45-SS | 24" | 45 deg Branch-Standard | R | A-B-C | SS | B | 50 | 706.9 | 0 | 0% | 0 | 0 | [9 empty] | 0 | 693 | 0
| 0 | IBB03.30-SS | 14103.30-SS | 3" | 30 deg Double Branch | R | A-B-C | SS | B | 45 | 252.2 | 0 | 0% | 0 | 0 | [6 empty] | 0 | 223 | 0 | 0 | 247.3 | 0
| 0 | IBB04.30-SS | 14104.30-SS | 4" | 30 deg Double Branch | R | A-B-C | SS | B | 45 | 252.2 | 0 | 0% | 0 | 0 | [6 empty] | 0 | 223 | 0 | 0 | 247.3 | 0
| 0 | IBB05.30-SS | 14105.30-SS | 5" | 30 deg Double Branch | R | A-B-C | SS | B | 45 | 252.2 | 0 | 0% | 0 | 0 | [6 empty] | 0 | 223 | 0 | 0 | 247.3 | 0
| 0 | IBB06.30-SS | 14106.30-SS | 6" | 30 deg Double Branch | R | A-B-C | SS | B | 45 | 263.6 | 0 | 0% | 0 | 0 | [6 empty] | 0 | 233 | 0 | 0 | 258.4 | 0
| 0 | IBB07.30-SS | 14107.30-SS | 7" | 30 deg Double Branch | R | A-B-C | SS | B | 45 | 270.4 | 0 | 0% | 0 | 0 | [6 empty] | 0 | 239 | 0 | 0 | 265.1 | 0
| 0 | IBB08.30-SS | 14108.30-SS | 8" | 30 deg Double Branch | R | A-B-C | SS | B | 45 | 282.7 | 0 | 0% | 0 | 0 | [6 empty] | 0 | 250 | 0 | 0 | 277.2 | 0
| 0 | IBB09.30-SS | 14109.30-SS | 9" | 30 deg Double Branch | R | A-B-C | SS | B | 45 | 296.3 | 0 | 0% | 0 | 0 | [6 empty] | 0 | 262 | 0 | 0 | 290.5 | 0
| 0 | IBB10.30-SS | 14110.30-SS | 10" | 30 deg Double Branch | R | A-B-C | SS | B | 45 | 303.1 | 0 | 0% | 0 | 0 | [6 empty] | 0 | 268 | 0 | 0 | 297.2 | 0
| 0 | IBB11.30-SS | 14111.30-SS | 11" | 30 deg Double Branch | R | A-B-C | SS | B | 45 | 342.7 | 0 | 0% | 0 | 0 | [6 empty] | 0 | 303 | 0 | 0 | 336 | 0
| 0 | IBB12.30-SS | 14112.30-SS | 12" | 30 deg Double Branch | R | A-B-C | SS | B | 45 | 348.4 | 0 | 0% | 0 | 0 | [6 empty] | 0 | 308 | 0 | 0 | 341.6 | 0
| 0 | IBB13.30-SS | 14113.30-SS | 13" | 30 deg Double Branch | R | A-B-C | SS | B | 50 | 383.4 | 0 | 0% | 0 | 0 | [6 empty] | 0 | 339 | 0 | 0 | 375.9 | 0
| 0 | IBB14.30-SS | 14114.30-SS | 14" | 30 deg Double Branch | R | A-B-C | SS | B | 50 | 419.6 | 0 | 0% | 0 | 0 | [6 empty] | 0 | 371 | 0 | 0 | 411.4 | 0
| 0 | IBB15.30-SS | 14115.30-SS | 15" | 30 deg Double Branch | R | A-B-C | SS | B | 50 | 442.2 | 0 | 0% | 0 | 0 | [6 empty] | 0 | 391 | 0 | 0 | 433.5 | 0
| 0 | IBB16.30-SS | 14116.30-SS | 16" | 30 deg Double Branch | R | A-B-C | SS | B | 50 | 465.9 | 0 | 0% | 0 | 0 | [6 empty] | 0 | 412 | 0 | 0 | 456.8 | 0
| 0 | IBB17.30-SS | 14117.30-SS | 17" | 30 deg Double Branch | R | A-B-C | SS | B | 50 | 491.9 | 0 | 0% | 0 | 0 | [6 empty] | 0 | 435 | 0 | 0 | 482.3 | 0
| 0 | IBB18.30-SS | 14118.30-SS | 18" | 30 deg Double Branch | R | A-B-C | SS | B | 50 | 518.1 | 0 | 0% | 0 | 0 | [6 empty] | 0 | 458 | 0 | 0 | 507.9 | 0
| 0 | IBB19.30-SS | 14119.30-SS | 19" | 30 deg Double Branch | R | A-B-C | SS | B | 50 | 566.6 | 0 | 0% | 0 | 0 | [6 empty] | 0 | 501 | 0 | 0 | 555.5 | 0
| 0 | IBB20.30-SS | 14120.30-SS | 20" | 30 deg Double Branch | R | A-B-C | SS | B | 50 | 615.3 | 0 | 0% | 0 | 0 | [6 empty] | 0 | 544 | 0 | 0 | 603.2 | 0
| 0 | IBB22.30-SS | 14122.30-SS | 22" | 30 deg Double Branch | R | A-B-C | SS | B | 50 | 706.9 | 0 | 0% | 0 | 0 | [6 empty] | 0 | 625 | 0 | 0 | 693 | 0
| 0 | IBB24.30-SS | 14124.30-SS | 24" | 30 deg Double Branch | R | A-B-C | SS | B | 50 | 805.4 | 0 | 0% | 0 | 0 | [9 empty] | 0 | 789.6 | 0
| 0 | IBB03.30-SS | 14103.30-SS | 3" | 45 deg Double Branch | R | A-B-C | SS | B | 45 | 252.2 | 0 | 0% | 0 | 0 | [6 empty] | 0 | 223 | 0 | 0 | 247.3 | 0
| 0 | IBB04.45-SS | 14104.45-SS | 4" | 45 deg Double Branch | R | A-B-C | SS | B | 45 | 252.2 | 0 | 0% | 0 | 0 | [6 empty] | 0 | 223 | 0 | 0 | 247.3 | 0
| 0 | IBB05.45-SS | 14105.45-SS | 5" | 45 deg Double Branch | R | A-B-C | SS | B | 45 | 252.2 | 0 | 0% | 0 | 0 | [6 empty] | 0 | 223 | 0 | 0 | 247.3 | 0
| 0 | IBB06.45-SS | 14106.45-SS | 6" | 45 deg Double Branch | R | A-B-C | SS | B | 45 | 263.6 | 0 | 0% | 0 | 0 | [6 empty] | 0 | 233 | 0 | 0 | 258.4 | 0
| 0 | IBB07.45-SS | 14107.45-SS | 7" | 45 deg Double Branch | R | A-B-C | SS | B | 45 | 270.4 | 0 | 0% | 0 | 0 | [6 empty] | 0 | 239 | 0 | 0 | 265.1 | 0
| 0 | IBB08.45-SS | 14108.45-SS | 8" | 45 deg Double Branch | R | A-B-C | SS | B | 45 | 282.7 | 0 | 0% | 0 | 0 | [6 empty] | 0 | 250 | 0 | 0 | 277.2 | 0
| 0 | IBB09.45-SS | 14109.45-SS | 9" | 45 deg Double Branch | R | A-B-C | SS | B | 45 | 296.3 | 0 | 0% | 0 | 0 | [6 empty] | 0 | 262 | 0 | 0 | 290.5 | 0
| 0 | IBB10.45-SS | 14110.45-SS | 10" | 45 deg Double Branch | R | A-B-C | SS | B | 45 | 303.1 | 0 | 0% | 0 | 0 | [6 empty] | 0 | 268 | 0 | 0 | 297.2 | 0
| 0 | IBB11.45-SS | 14111.45-SS | 11" | 45 deg Double Branch | R | A-B-C | SS | B | 45 | 342.7 | 0 | 0% | 0 | 0 | [6 empty] | 0 | 303 | 0 | 0 | 336 | 0
| 0 | IBB12.45-SS | 14112.45-SS | 12" | 45 deg Double Branch | R | A-B-C | SS | B | 45 | 348.4 | 0 | 0% | 0 | 0 | [6 empty] | 0 | 308 | 0 | 0 | 341.6 | 0
| 0 | IBB13.45-SS | 14113.45-SS | 13" | 45 deg Double Branch | R | A-B-C | SS | B | 50 | 383.4 | 0 | 0% | 0 | 0 | [6 empty] | 0 | 339 | 0 | 0 | 375.9 | 0
| 0 | IBB14.45-SS | 14114.45-SS | 14" | 45 deg Double Branch | R | A-B-C | SS | B | 50 | 419.6 | 0 | 0% | 0 | 0 | [6 empty] | 0 | 371 | 0 | 0 | 411.4 | 0
| 0 | IBB15.45-SS | 14115.45-SS | 15" | 45 deg Double Branch | R | A-B-C | SS | B | 50 | 442.2 | 0 | 0% | 0 | 0 | [6 empty] | 0 | 391 | 0 | 0 | 433.5 | 0
| 0 | IBB16.45-SS | 14116.45-SS | 16" | 45 deg Double Branch | R | A-B-C | SS | B | 50 | 465.9 | 0 | 0% | 0 | 0 | [6 empty] | 0 | 412 | 0 | 0 | 456.8 | 0
| 0 | IBB17.45-SS | 14117.45-SS | 17" | 45 deg Double Branch | R | A-B-C | SS | B | 50 | 491.9 | 0 | 0% | 0 | 0 | [6 empty] | 0 | 435 | 0 | 0 | 482.3 | 0
| 0 | IBB18.45-SS | 14118.45-SS | 18" | 45 deg Double Branch | R | A-B-C | SS | B | 50 | 518.1 | 0 | 0% | 0 | 0 | [6 empty] | 0 | 458 | 0 | 0 | 507.9 | 0
| 0 | IBB19.45-SS | 14119.45-SS | 19" | 45 deg Double Branch | R | A-B-C | SS | B | 50 | 566.6 | 0 | 0% | 0 | 0 | [6 empty] | 0 | 501 | 0 | 0 | 555.5 | 0
| 0 | IBB20.45-SS | 14120.45-SS | 20" | 45 deg Double Branch | R | A-B-C | SS | B | 50 | 615.3 | 0 | 0% | 0 | 0 | [6 empty] | 0 | 544 | 0 | 0 | 603.2 | 0
| 0 | IBB22.45-SS | 14122.45-SS | 22" | 45 deg Double Branch | R | A-B-C | SS | B | 50 | 706.9 | 0 | 0% | 0 | 0 | [6 empty] | 0 | 625 | 0 | 0 | 693 | 0
| 0 | IBB24.45-SS | 14124.45-SS | 24" | 45 deg Double Branch | R | A-B-C | SS | B | 50 | 805.4 | 0 | 0% | 0 | 0 | [9 empty] | 0 | 789.6 | 0
| 0 | IBC04.45-SS | 14204.45-SS | 4" | Y- branch-45deg | R | A-B-C | SS | B | 45 | 252.2 | 0 | 0% | 0 | 0 | [6 empty] | 0 | 223 | 0 | 0 | 247.3 | 0
| 0 | IBC05.45-SS | 14205.45-SS | 5" | Y- branch-45deg | R | A-B-C | SS | B | 45 | 252.2 | 0 | 0% | 0 | 0 | [6 empty] | 0 | 223 | 0 | 0 | 247.3 | 0
| 0 | IBC0..45-SS | 1420.45-SS | 6" | Y- branch-45deg | R | A-B-C | SS | B | 45 | 263.6 | 0 | 0% | 0 | 0 | [6 empty] | 0 | 233 | 0 | 0 | 258.4 | 0
| 0 | IBC07.45-SS | 14207.45-SS | 7" | Y- branch-45deg | R | A-B-C | SS | B | 45 | 270.4 | 0 | 0% | 0 | 0 | [6 empty] | 0 | 239 | 0 | 0 | 265.1 | 0
| 0 | IBC08.45-SS | 14208.45-SS | 8" | Y- branch-45deg | R | A-B-C | SS | B | 45 | 282.7 | 0 | 0% | 0 | 0 | [6 empty] | 0 | 250 | 0 | 0 | 277.2 | 0
| 0 | IBC09.45-SS | 14209.45-SS | 9" | Y- branch-45deg | R | A-B-C | SS | B | 45 | 296.3 | 0 | 0% | 0 | 0 | [6 empty] | 0 | 262 | 0 | 0 | 290.5 | 0
| 0 | IBC10.45-SS | 14210.45-SS | 10" | Y- branch-45deg | R | A-B-C | SS | B | 45 | 303.1 | 0 | 0% | 0 | 0 | [6 empty] | 0 | 268 | 0 | 0 | 297.2 | 0
| 0 | IBC11.45-SS | 14211.45-SS | 11" | Y- branch-45deg | R | A-B-C | SS | B | 45 | 342.7 | 0 | 0% | 0 | 0 | [6 empty] | 0 | 303 | 0 | 0 | 336 | 0
| 0 | IBC12.45-SS | 14212.45-SS | 12" | Y- branch-45deg | R | A-B-C | SS | B | 45 | 348.4 | 0 | 0% | 0 | 0 | [6 empty] | 0 | 308 | 0 | 0 | 341.6 | 0
| 0 | IBC13.45-SS | 14213.45-SS | 13" | Y- branch-45deg | R | A-B-C | SS | B | 50 | 383.4 | 0 | 0% | 0 | 0 | [6 empty] | 0 | 339 | 0 | 0 | 375.9 | 0
| 0 | IBC14.45-SS | 14214.45-SS | 14" | Y- branch-45deg | R | A-B-C | SS | B | 50 | 419.6 | 0 | 0% | 0 | 0 | [6 empty] | 0 | 371 | 0 | 0 | 411.4 | 0
| 0 | IBC15.45-SS | 14215.45-SS | 15" | Y- branch-45deg | R | A-B-C | SS | B | 50 | 442.2 | 0 | 0% | 0 | 0 | [6 empty] | 0 | 391 | 0 | 0 | 433.5 | 0
| 0 | IBC16.45-SS | 14216.45-SS | 16" | Y- branch-45deg | R | A-B-C | SS | B | 50 | 465.9 | 0 | 0% | 0 | 0 | [6 empty] | 0 | 412 | 0 | 0 | 456.8 | 0
| 0 | IBC17.45-SS | 14217.45-SS | 17" | Y- branch-45deg | R | A-B-C | SS | B | 50 | 491.9 | 0 | 0% | 0 | 0 | [6 empty] | 0 | 435 | 0 | 0 | 482.3 | 0
| 0 | IBC18.45-SS | 14218.45-SS | 18" | Y- branch-45deg | R | A-B-C | SS | B | 50 | 518.1 | 0 | 0% | 0 | 0 | [6 empty] | 0 | 458 | 0 | 0 | 507.9 | 0
| 0 | IBC19.45-SS | 14219.45-SS | 19" | Y- branch-45deg | R | A-B-C | SS | B | 50 | 566.6 | 0 | 0% | 0 | 0 | [6 empty] | 0 | 501 | 0 | 0 | 555.5 | 0
| 0 | IBC20.45-SS | 14220.45-SS | 20" | Y- branch-45deg | R | A-B-C | SS | B | 50 | 615.3 | 0 | 0% | 0 | 0 | [6 empty] | 0 | 544 | 0 | 0 | 603.2 | 0
| 0 | IBC22.45-SS | 14222.45-SS | 22" | Y- branch-45deg | R | A-B-C | SS | B | 50 | 706.9 | 0 | 0% | 0 | 0 | [6 empty] | 0 | 625 | 0 | 0 | 693 | 0
| 0 | IBC24.45-SS | 14224.45-SS | 24" | Y- branch-45deg | R | A-B-C | SS | B | 50 | 805.4 | 0 | 0% | 0 | 0 | [9 empty] | 0 | 789.6 | 0
| 0 | IBC04.30-SS | 14204.30-SS | 4" | Y- branch-30deg | R | A-B-C | SS | B | 45 | 252.2 | 0 | 0% | 0 | 0 | [6 empty] | 0 | 223 | 0 | 0 | 247.3 | 0
| 0 | IBC05.30-SS | 14205.30-SS | 5" | Y- branch-30deg | R | A-B-C | SS | B | 45 | 252.2 | 0 | 0% | 0 | 0 | [6 empty] | 0 | 223 | 0 | 0 | 247.3 | 0
| 0 | IBC0..30-SS | 1420.30-SS | 6" | Y- branch-30deg | R | A-B-C | SS | B | 45 | 263.6 | 0 | 0% | 0 | 0 | [6 empty] | 0 | 233 | 0 | 0 | 258.4 | 0
| 0 | IBC07.30-SS | 14207.30-SS | 7" | Y- branch-30deg | R | A-B-C | SS | B | 45 | 270.4 | 0 | 0% | 0 | 0 | [6 empty] | 0 | 239 | 0 | 0 | 265.1 | 0
| 0 | IBC08.30-SS | 14208.30-SS | 8" | Y- branch-30deg | R | A-B-C | SS | B | 45 | 282.7 | 0 | 0% | 0 | 0 | [6 empty] | 0 | 250 | 0 | 0 | 277.2 | 0
| 0 | IBC09.30-SS | 14209.30-SS | 9" | Y- branch-30deg | R | A-B-C | SS | B | 45 | 296.3 | 0 | 0% | 0 | 0 | [6 empty] | 0 | 262 | 0 | 0 | 290.5 | 0
| 0 | IBC10.30-SS | 14210.30-SS | 10" | Y- branch-30deg | R | A-B-C | SS | B | 45 | 303.1 | 0 | 0% | 0 | 0 | [6 empty] | 0 | 268 | 0 | 0 | 297.2 | 0
| 0 | IBC11.30-SS | 14211.30-SS | 11" | Y- branch-30deg | R | A-B-C | SS | B | 45 | 342.7 | 0 | 0% | 0 | 0 | [6 empty] | 0 | 303 | 0 | 0 | 336 | 0
| 0 | IBC12.30-SS | 14212.30-SS | 12" | Y- branch-30deg | R | A-B-C | SS | B | 45 | 348.4 | 0 | 0% | 0 | 0 | [6 empty] | 0 | 308 | 0 | 0 | 341.6 | 0
| 0 | IBC13.30-SS | 14213.30-SS | 13" | Y- branch-30deg | R | A-B-C | SS | B | 50 | 383.4 | 0 | 0% | 0 | 0 | [6 empty] | 0 | 339 | 0 | 0 | 375.9 | 0
| 0 | IBC14.30-SS | 14214.30-SS | 14" | Y- branch-30deg | R | A-B-C | SS | B | 50 | 419.6 | 0 | 0% | 0 | 0 | [6 empty] | 0 | 371 | 0 | 0 | 411.4 | 0
| 0 | IBC15.30-SS | 14215.30-SS | 15" | Y- branch-30deg | R | A-B-C | SS | B | 50 | 442.2 | 0 | 0% | 0 | 0 | [6 empty] | 0 | 391 | 0 | 0 | 433.5 | 0
| 0 | IBC16.30-SS | 14216.30-SS | 16" | Y- branch-30deg | R | A-B-C | SS | B | 50 | 465.9 | 0 | 0% | 0 | 0 | [6 empty] | 0 | 412 | 0 | 0 | 456.8 | 0
| 0 | IBC17.30-SS | 14217.30-SS | 17" | Y- branch-30deg | R | A-B-C | SS | B | 50 | 491.9 | 0 | 0% | 0 | 0 | [6 empty] | 0 | 435 | 0 | 0 | 482.3 | 0
| 0 | IBC18.30-SS | 14218.30-SS | 18" | Y- branch-30deg | R | A-B-C | SS | B | 50 | 518.1 | 0 | 0% | 0 | 0 | [6 empty] | 0 | 458 | 0 | 0 | 507.9 | 0
| 0 | IBC19.30-SS | 14219.30-SS | 19" | Y- branch-30deg | R | A-B-C | SS | B | 50 | 566.6 | 0 | 0% | 0 | 0 | [6 empty] | 0 | 501 | 0 | 0 | 555.5 | 0
| 0 | IBC20.30-SS | 14220.30-SS | 20" | Y- branch-30deg | R | A-B-C | SS | B | 50 | 615.3 | 0 | 0% | 0 | 0 | [6 empty] | 0 | 544 | 0 | 0 | 603.2 | 0
| 0 | IBC22.30-SS | 14222.30-SS | 22" | Y- branch-30deg | R | A-B-C | SS | B | 50 | 706.9 | 0 | 0% | 0 | 0 | [6 empty] | 0 | 625 | 0 | 0 | 693 | 0
| 0 | IBC24.30-SS | 14224.30-SS | 24" | Y- branch-30deg | R | A-B-C | SS | B | 50 | 805.4 | 0 | 0% | 0 | 0 | [9 empty] | 0 | 789.6 | 0
| 0 | IBD03-SS | 14303-SS | 3" | T-branch | R | A-B-C | SS | B | 45 | 200.1 | 0 | 0% | 0 | 0 | [6 empty] | 0 | 177 | 0 | 0 | 196.2 | 0
| 0 | IBD04-SS | 14304-SS | 4" | T-branch | R | A-B-C | SS | B | 45 | 200.1 | 0 | 0% | 0 | 0 | [6 empty] | 0 | 177 | 0 | 0 | 196.2 | 0
| 0 | IBD05-SS | 14305-SS | 5" | T-branch | R | A-B-C | SS | B | 45 | 202.5 | 0 | 0% | 0 | 0 | [6 empty] | 0 | 179 | 0 | 0 | 198.5 | 0
| 0 | IBD06-SS | 14306-SS | 6" | T-branch | R | A-B-C | SS | B | 45 | 204.7 | 0 | 0% | 0 | 0 | [6 empty] | 0 | 181 | 0 | 0 | 200.7 | 0
| 0 | IBD07-SS | 14307-SS | 7" | T-branch | R | A-B-C | SS | B | 45 | 97.2 | 0 | 0% | 0 | 0 | [6 empty] | 0 | 86 | 0 | 0 | 95.3 | 0
| 0 | IBD08-SS | 14308-SS | 8" | T-branch | R | A-B-C | SS | B | 45 | 219.4 | 0 | 0% | 0 | 0 | [6 empty] | 0 | 194 | 0 | 0 | 215.1 | 0
| 0 | IBD09-SS | 14309-SS | 9" | T-branch | R | A-B-C | SS | B | 45 | 234.1 | 0 | 0% | 0 | 0 | [6 empty] | 0 | 207 | 0 | 0 | 229.5 | 0
| 0 | IBD10-SS | 14310-SS | 10" | T-branch | R | A-B-C | SS | B | 45 | 247.8 | 0 | 0% | 0 | 0 | [6 empty] | 0 | 219 | 0 | 0 | 242.9 | 0
| 0 | IBD11-SS | 14311-SS | 11" | T-branch | R | A-B-C | SS | B | 45 | 261.2 | 0 | 0% | 0 | 0 | [6 empty] | 0 | 231 | 0 | 0 | 256.1 | 0
| 0 | IBD12-SS | 14312-SS | 12" | T-branch | R | A-B-C | SS | B | 45 | 282.7 | 0 | 0% | 0 | 0 | [6 empty] | 0 | 250 | 0 | 0 | 277.2 | 0
| 0 | IBD13-SS | 14313-SS | 13" | T-branch | R | A-B-C | SS | B | 50 | 306.5 | 0 | 0% | 0 | 0 | [6 empty] | 0 | 271 | 0 | 0 | 300.5 | 0
| 0 | IBD14-SS | 14314-SS | 14" | T-branch | R | A-B-C | SS | B | 50 | 329.2 | 0 | 0% | 0 | 0 | [6 empty] | 0 | 291 | 0 | 0 | 322.7 | 0
| 0 | IBD15-SS | 14315-SS | 15" | T-branch | R | A-B-C | SS | B | 50 | 352.8 | 0 | 0% | 0 | 0 | [6 empty] | 0 | 312 | 0 | 0 | 345.9 | 0
| 0 | IBD16-SS | 14316-SS | 16" | T-branch | R | A-B-C | SS | B | 50 | 367.6 | 0 | 0% | 0 | 0 | [6 empty] | 0 | 325 | 0 | 0 | 360.4 | 0
| 0 | IBD17-SS | 14317-SS | 17" | T-branch | R | A-B-C | SS | B | 50 | 411.8 | 0 | 0% | 0 | 0 | [6 empty] | 0 | 364 | 0 | 0 | 403.7 | 0
| 0 | IBD18-SS | 14318-SS | 18" | T-branch | R | A-B-C | SS | B | 50 | 453.5 | 0 | 0% | 0 | 0 | [6 empty] | 0 | 401 | 0 | 0 | 444.6 | 0
| 0 | IBD19-SS | 14319-SS | 19" | T-branch | R | A-B-C | SS | B | 50 | 121 | 0 | 0% | 0 | 0 | [6 empty] | 0 | 107 | 0 | 0 | 118.6 | 0
| 0 | IBD20-SS | 14320-SS | 20" | T-branch | R | A-B-C | SS | B | 50 | 579.1 | 0 | 0% | 0 | 0 | [6 empty] | 0 | 512 | 0 | 0 | 567.7 | 0
| 0 | IBD22-SS | 14322-SS | 22" | T-branch | R | A-B-C | SS | B | 50 | 623.2 | 0 | 0% | 0 | 0 | [6 empty] | 0 | 551 | 0 | 0 | 611 | 0
| 0 | IBD24-SS | 14324-SS | 24" | T-branch | R | A-B-C | SS | B | 50 | 685.4 | 0 | 0% | 0 | 0 | [9 empty] | 0 | 672 | 0
| 0 | IBE03.3-SS | 14403.3-SS | 3" | In-Cut Branch 30 deg | R | A" on B" | SS | B | 20 | 91.6 | 0 | 0% | 0 | 0 | [6 empty] | 0 | 81 | 0 | 0 | 89.8 | 0
| 0 | IBE04.3-SS | 14404.3-SS | 4" | In-Cut Branch 30 deg | R | A" on B" | SS | B | 20 | 91.6 | 0 | 0% | 0 | 0 | [6 empty] | 0 | 81 | 0 | 0 | 89.8 | 0
| 0 | IBE05.3-SS | 14405.3-SS | 5" | In-Cut Branch 30 deg | R | A" on B" | SS | B | 20 | 93.9 | 0 | 0% | 0 | 0 | [6 empty] | 0 | 83 | 0 | 0 | 92.1 | 0
| 0 | IBE06.3-SS | 14406.3-SS | 6" | In-Cut Branch 30 deg | R | A" on B" | SS | B | 20 | 100.7 | 0 | 0% | 0 | 0 | [6 empty] | 0 | 89 | 0 | 0 | 98.7 | 0
| 0 | IBE07.3-SS | 14407.3-SS | 7" | In-Cut Branch 30 deg | R | A" on B" | SS | B | 20 | 106.4 | 0 | 0% | 0 | 0 | [6 empty] | 0 | 94 | 0 | 0 | 104.3 | 0
| 0 | IBE08.3-SS | 14408.3-SS | 8" | In-Cut Branch 30 deg | R | A" on B" | SS | B | 20 | 110.9 | 0 | 0% | 0 | 0 | [6 empty] | 0 | 98 | 0 | 0 | 108.7 | 0
| 0 | IBE09.3-SS | 14409.3-SS | 9" | In-Cut Branch 30 deg | R | A" on B" | SS | B | 20 | 115.4 | 0 | 0% | 0 | 0 | [6 empty] | 0 | 102 | 0 | 0 | 113.1 | 0
| 0 | IBE10.3-SS | 14410.3-SS | 10" | In-Cut Branch 30 deg | R | A" on B" | SS | B | 20 | 125.6 | 0 | 0% | 0 | 0 | [6 empty] | 0 | 111 | 0 | 0 | 123.1 | 0
| 0 | IBE11.3-SS | 14411.3-SS | 11" | In-Cut Branch 30 deg | R | A" on B" | SS | B | 20 | 131.2 | 0 | 0% | 0 | 0 | [6 empty] | 0 | 116 | 0 | 0 | 128.6 | 0
| 0 | IBE12.3-SS | 14412.3-SS | 12" | In-Cut Branch 30 deg | R | A" on B" | SS | B | 20 | 135.8 | 0 | 0% | 0 | 0 | [6 empty] | 0 | 120 | 0 | 0 | 133.1 | 0
| 0 | IBE13.3-SS | 14413.3-SS | 13" | In-Cut Branch 30 deg | R | A" on B" | SS | B | 20 | 144.8 | 0 | 0% | 0 | 0 | [6 empty] | 0 | 128 | 0 | 0 | 142 | 0
| 0 | IBE14.3-SS | 14414.3-SS | 14" | In-Cut Branch 30 deg | R | A" on B" | SS | B | 20 | 154.1 | 0 | 0% | 0 | 0 | [6 empty] | 0 | 165 | 0 | 0 | 151.1 | 0
| 0 | IBE15.3-SS | 14415.3-SS | 15" | In-Cut Branch 30 deg | R | A" on B" | SS | B | 20 | 162.9 | 0 | 0% | 0 | 0 | [6 empty] | 0 | 144 | 0 | 0 | 159.7 | 0
| 0 | IBE16.3-SS | 14416.3-SS | 16" | In-Cut Branch 30 deg | R | A" on B" | SS | B | 20 | 173.1 | 0 | 0% | 0 | 0 | [6 empty] | 0 | 153 | 0 | 0 | 169.7 | 0
| 0 | IBE17.3-SS | 14417.3-SS | 17" | In-Cut Branch 30 deg | R | A" on B" | SS | B | 20 | 182.1 | 0 | 0% | 0 | 0 | [6 empty] | 0 | 161 | 0 | 0 | 178.5 | 0
| 0 | IBE18.3-SS | 14418.3-SS | 18" | In-Cut Branch 30 deg | R | A" on B" | SS | B | 20 | 191.1 | 0 | 0% | 0 | 0 | [6 empty] | 0 | 169 | 0 | 0 | 187.4 | 0
| 0 | IBE19.3-SS | 14419.3-SS | 19" | In-Cut Branch 30 deg | R | A" on B" | SS | B | 20 | 248.8 | 0 | 0% | 0 | 0 | [6 empty] | 0 | 220 | 0 | 0 | 243.9 | 0
| 0 | IBE20.3-SS | 14420.3-SS | 20" | In-Cut Branch 30 deg | R | A" on B" | SS | B | 20 | 305.4 | 0 | 0% | 0 | 0 | [6 empty] | 0 | 270 | 0 | 0 | 299.4 | 0
| 0 | IBE22.3-SS | 14422.3-SS | 22" | In-Cut Branch 30 deg | R | A" on B" | SS | B | 20 | 455.8 | 0 | 0% | 0 | 0 | [6 empty] | 0 | 403 | 0 | 0 | 446.9 | 0
| 0 | IBE24.3-SS | 14424.3-SS | 24" | In-Cut Branch 30 deg | R | A" on B" | SS | B | 20 | 514.1 | 0 | 0% | 0 | 0 | [9 empty] | 0 | 504 | 0
| 0 | IBE03.45-SS | 14403.45-SS | 3" | In-Cut Branch 30 deg | R | A" on B" | SS | B | 20 | 91.6 | 0 | 0% | 0 | 0 | [6 empty] | 0 | 81 | 0 | 0 | 89.8 | 0
| 0 | IBE04.45-SS | 14404.45-SS | 4" | In-Cut Branch 45 deg | R | A" on B" | SS | B | 20 | 91.6 | 0 | 0% | 0 | 0 | [6 empty] | 0 | 81 | 0 | 0 | 89.8 | 0
| 0 | IBE05.45-SS | 14405.45-SS | 5" | In-Cut Branch 45 deg | R | A" on B" | SS | B | 20 | 93.9 | 0 | 0% | 0 | 0 | [6 empty] | 0 | 83 | 0 | 0 | 92.1 | 0
| 0 | IBE06.345SS | 14406.345SS | 6" | In-Cut Branch 45 deg | R | A" on B" | SS | B | 20 | 100.7 | 0 | 0% | 0 | 0 | [6 empty] | 0 | 89 | 0 | 0 | 98.7 | 0
| 0 | IBE07.45-SS | 14407.45-SS | 7" | In-Cut Branch 45 deg | R | A" on B" | SS | B | 20 | 106.4 | 0 | 0% | 0 | 0 | [6 empty] | 0 | 94 | 0 | 0 | 104.3 | 0
| 0 | IBE08.45-SS | 14408.45-SS | 8" | In-Cut Branch 45 deg | R | A" on B" | SS | B | 20 | 110.9 | 0 | 0% | 0 | 0 | [6 empty] | 0 | 98 | 0 | 0 | 108.7 | 0
| 0 | IBE09.45-SS | 14409.45-SS | 9" | In-Cut Branch 45 deg | R | A" on B" | SS | B | 20 | 115.4 | 0 | 0% | 0 | 0 | [6 empty] | 0 | 102 | 0 | 0 | 113.1 | 0
| 0 | IBE10.45-SS | 14410.45-SS | 10" | In-Cut Branch 45 deg | R | A" on B" | SS | B | 20 | 125.6 | 0 | 0% | 0 | 0 | [6 empty] | 0 | 111 | 0 | 0 | 123.1 | 0
| 0 | IBE11.45-SS | 14411.45-SS | 11" | In-Cut Branch 45 deg | R | A" on B" | SS | B | 20 | 131.2 | 0 | 0% | 0 | 0 | [6 empty] | 0 | 116 | 0 | 0 | 128.6 | 0
| 0 | IBE12.45-SS | 14412.45-SS | 12" | In-Cut Branch 45 deg | R | A" on B" | SS | B | 20 | 135.8 | 0 | 0% | 0 | 0 | [6 empty] | 0 | 120 | 0 | 0 | 133.1 | 0
| 0 | IBE13.45-SS | 14413.45-SS | 13" | In-Cut Branch 45 deg | R | A" on B" | SS | B | 20 | 144.8 | 0 | 0% | 0 | 0 | [6 empty] | 0 | 128 | 0 | 0 | 142 | 0
| 0 | IBE14.45-SS | 14414.45-SS | 14" | In-Cut Branch 45 deg | R | A" on B" | SS | B | 20 | 154.1 | 0 | 0% | 0 | 0 | [6 empty] | 0 | 165 | 0 | 0 | 151.1 | 0
| 0 | IBE15.45-SS | 14415.45-SS | 15" | In-Cut Branch 45 deg | R | A" on B" | SS | B | 20 | 162.9 | 0 | 0% | 0 | 0 | [6 empty] | 0 | 144 | 0 | 0 | 159.7 | 0
| 0 | IBE16.45-SS | 14416.45-SS | 16" | In-Cut Branch 45 deg | R | A" on B" | SS | B | 20 | 173.1 | 0 | 0% | 0 | 0 | [6 empty] | 0 | 153 | 0 | 0 | 169.7 | 0
| 0 | IBE17.45-SS | 14417.45-SS | 17" | In-Cut Branch 45 deg | R | A" on B" | SS | B | 20 | 182.1 | 0 | 0% | 0 | 0 | [6 empty] | 0 | 161 | 0 | 0 | 178.5 | 0
| 0 | IBE18.45-SS | 14418.45-SS | 18" | In-Cut Branch 45 deg | R | A" on B" | SS | B | 20 | 191.1 | 0 | 0% | 0 | 0 | [6 empty] | 0 | 169 | 0 | 0 | 187.4 | 0
| 0 | IBE19.45-SS | 14419.45-SS | 19" | In-Cut Branch 45 deg | R | A" on B" | SS | B | 20 | 248.8 | 0 | 0% | 0 | 0 | [6 empty] | 0 | 220 | 0 | 0 | 243.9 | 0
| 0 | IBE20.45-SS | 14420.45-SS | 20" | In-Cut Branch 45 deg | R | A" on B" | SS | B | 20 | 305.4 | 0 | 0% | 0 | 0 | [6 empty] | 0 | 270 | 0 | 0 | 299.4 | 0
| 0 | IBE22.45-SS | 14422.45-SS | 22" | In-Cut Branch 45 deg | R | A" on B" | SS | B | 20 | 455.8 | 0 | 0% | 0 | 0 | [6 empty] | 0 | 403 | 0 | 0 | 446.9 | 0
| 0 | IBE24.45-SS | 14424.45-SS | 24" | In-Cut Branch 45 deg | R | A" on B" | SS | B | 20 | 514.1 | 0 | 0% | 0 | 0 | [9 empty] | 0 | 504 | 0
| 0 | IBF03-SS | 14503-SS | 3" | Tap-in T | R | A" on B" | SS | B | 20 | 91.6 | 0 | 0% | 0 | 0 | [6 empty] | 0 | 81 | 0 | 0 | 89.8 | 0
| 0 | IBF04-SS | 14504-SS | 4" | Tap-in T | R | A" on B" | SS | B | 20 | 91.6 | 0 | 0% | 0 | 0 | [6 empty] | 0 | 81 | 0 | 0 | 89.8 | 0
| 0 | IBF05-SS | 14505-SS | 5" | Tap-in T | R | A" on B" | SS | B | 20 | 93.9 | 0 | 0% | 0 | 0 | [6 empty] | 0 | 83 | 0 | 0 | 92.1 | 0
| 0 | IBF06-SS | 14506-SS | 6" | Tap-in T | R | A" on B" | SS | B | 20 | 100.7 | 0 | 0% | 0 | 0 | [6 empty] | 0 | 89 | 0 | 0 | 98.7 | 0
| 0 | IBF07-SS | 14507-SS | 7" | Tap-in T | R | A" on B" | SS | B | 20 | 106.4 | 0 | 0% | 0 | 0 | [6 empty] | 0 | 94 | 0 | 0 | 104.3 | 0
| 0 | IBF08-SS | 14508-SS | 8" | Tap-in T | R | A" on B" | SS | B | 20 | 110.9 | 0 | 0% | 0 | 0 | [6 empty] | 0 | 98 | 0 | 0 | 108.7 | 0
| 0 | IBF09-SS | 14509-SS | 9" | Tap-in T | R | A" on B" | SS | B | 20 | 115.4 | 0 | 0% | 0 | 0 | [6 empty] | 0 | 102 | 0 | 0 | 113.1 | 0
| 0 | IBF10-SS | 14510-SS | 10" | Tap-in T | R | A" on B" | SS | B | 20 | 125.6 | 0 | 0% | 0 | 0 | [6 empty] | 0 | 111 | 0 | 0 | 123.1 | 0
| 0 | IBF11-SS | 14511-SS | 11" | Tap-in T | R | A" on B" | SS | B | 20 | 131.2 | 0 | 0% | 0 | 0 | [6 empty] | 0 | 116 | 0 | 0 | 128.6 | 0
| 0 | IBF12-SS | 14512-SS | 12" | Tap-in T | R | A" on B" | SS | B | 20 | 135.8 | 0 | 0% | 0 | 0 | [6 empty] | 0 | 120 | 0 | 0 | 133.1 | 0
| 0 | IBF13-SS | 14513-SS | 13" | Tap-in T | R | A" on B" | SS | B | 20 | 144.8 | 0 | 0% | 0 | 0 | [6 empty] | 0 | 128 | 0 | 0 | 142 | 0
| 0 | IBF14-SS | 14514-SS | 14" | Tap-in T | R | A" on B" | SS | B | 20 | 152.7 | 0 | 0% | 0 | 0 | [6 empty] | 0 | 135 | 0 | 0 | 149.7 | 0
| 0 | IBF15-SS | 14515-SS | 15" | Tap-in T | R | A" on B" | SS | B | 20 | 162.9 | 0 | 0% | 0 | 0 | [6 empty] | 0 | 144 | 0 | 0 | 159.7 | 0
| 0 | IBF16-SS | 14516-SS | 16" | Tap-in T | R | A" on B" | SS | B | 20 | 173.1 | 0 | 0% | 0 | 0 | [6 empty] | 0 | 153 | 0 | 0 | 169.7 | 0
| 0 | IBF17-SS | 14517-SS | 17" | Tap-in T | R | A" on B" | SS | B | 20 | 182.1 | 0 | 0% | 0 | 0 | [6 empty] | 0 | 161 | 0 | 0 | 178.5 | 0
| 0 | IBF18-SS | 14518-SS | 18" | Tap-in T | R | A" on B" | SS | B | 20 | 191.1 | 0 | 0% | 0 | 0 | [6 empty] | 0 | 169 | 0 | 0 | 187.4 | 0
| 0 | IBF19-SS | 14519-SS | 19" | Tap-in T | R | A" on B" | SS | B | 20 | 248.8 | 0 | 0% | 0 | 0 | [6 empty] | 0 | 220 | 0 | 0 | 243.9 | 0
| 0 | IBF20-SS | 14520-SS | 20" | Tap-in T | R | A" on B" | SS | B | 20 | 305.4 | 0 | 0% | 0 | 0 | [6 empty] | 0 | 270 | 0 | 0 | 299.4 | 0
| 0 | IBF22-SS | 14522-SS | 22" | Tap-in T | R | A" on B" | SS | B | 20 | 455.8 | 0 | 0% | 0 | 0 | [6 empty] | 0 | 403 | 0 | 0 | 446.9 | 0
| 0 | IBF24-SS | 14524-SS | 24" | Tap-in T | R | A" on B" | SS | B | 20 | 514.1 | 0 | 0% | 0 | 0 | [9 empty] | 0 | 504 | 0
| 0 | IAA03-SS | 15003-SS | 3" | Adapter | R | A" to B"- Specify raw end | SS | T | 10 | 34.9 | 0 | 0% | 0 | 0 | [6 empty] | 0 | 33 | 0 | 0 | 34.2 | 0
| 0 | IAA04-SS | 15004-SS | 4" | Adapter | R | A" to B"- Specify raw end | SS | T | 10 | 34.9 | 0 | 0% | 0 | 0 | [6 empty] | 0 | 33 | 0 | 0 | 34.2 | 0
| 0 | IAA05-SS | 15005-SS | 5" | Adapter | R | A" to B"- Specify raw end | SS | T | 10 | 39.6 | 0 | 0% | 0 | 0 | [6 empty] | 0 | 37 | 0 | 0 | 38.8 | 0
| 0 | IAA06-SS | 15006-SS | 6" | Adapter | R | A" to B"- Specify raw end | SS | T | 10 | 48 | 0 | 0% | 0 | 0 | [6 empty] | 0 | 45 | 0 | 0 | 47.1 | 0
| 0 | IAA07-SS | 15007-SS | 7" | Adapter | R | A" to B"- Specify raw end | SS | T | 10 | 50.9 | 0 | 0% | 0 | 0 | [6 empty] | 0 | 47 | 0 | 0 | 49.9 | 0
| 0 | IAA08-SS | 15008-SS | 8" | Adapter | R | A" to B"- Specify raw end | SS | T | 10 | 53.8 | 0 | 0% | 0 | 0 | [6 empty] | 0 | 50 | 0 | 0 | 52.7 | 0
| 0 | IAA09-SS | 15009-SS | 9" | Adapter | R | A" to B"- Specify raw end | SS | T | 10 | 56.5 | 0 | 0% | 0 | 0 | [6 empty] | 0 | 53 | 0 | 0 | 55.4 | 0
| 0 | IAA10-SS | 15010-SS | 10" | Adapter | R | A" to B"- Specify raw end | SS | T | 10 | 61.3 | 0 | 0% | 0 | 0 | [6 empty] | 0 | 57 | 0 | 0 | 60.1 | 0
| 0 | IAA11-SS | 15011-SS | 11" | Adapter | R | A" to B"- Specify raw end | SS | T | 10 | 63.1 | 0 | 0% | 0 | 0 | [6 empty] | 0 | 59 | 0 | 0 | 61.9 | 0
| 0 | IAA12-SS | 15012-SS | 12" | Adapter | R | A" to B"- Specify raw end | SS | T | 10 | 64.2 | 0 | 0% | 0 | 0 | [6 empty] | 0 | 60 | 0 | 0 | 62.9 | 0
| 0 | IAA13-SS | 15013-SS | 13" | Adapter | R | A" to B"- Specify raw end | SS | T | 10 | 66.9 | 0 | 0% | 0 | 0 | [6 empty] | 0 | 62 | 0 | 0 | 65.6 | 0
| 0 | IAA14-SS | 15014-SS | 14" | Adapter | R | A" to B"- Specify raw end | SS | T | 10 | 68.7 | 0 | 0% | 0 | 0 | [6 empty] | 0 | 64 | 0 | 0 | 67.4 | 0
| 0 | IAA15-SS | 15015-SS | 15" | Adapter | R | A" to B"- Specify raw end | SS | T | 10 | 70.7 | 0 | 0% | 0 | 0 | [6 empty] | 0 | 66 | 0 | 0 | 69.3 | 0
| 0 | IAA16-SS | 15016-SS | 16" | Adapter | R | A" to B"- Specify raw end | SS | T | 10 | 71.6 | 0 | 0% | 0 | 0 | [6 empty] | 0 | 67 | 0 | 0 | 70.2 | 0
| 0 | IAA17-SS | 15017-SS | 17" | Adapter | R | A" to B"- Specify raw end | SS | T | 10 | 75.5 | 0 | 0% | 0 | 0 | [6 empty] | 0 | 70 | 0 | 0 | 74 | 0
| 0 | IAA18-SS | 15018-SS | 18" | Adapter | R | A" to B"- Specify raw end | SS | T | 10 | 79.2 | 0 | 0% | 0 | 0 | [6 empty] | 0 | 74 | 0 | 0 | 77.6 | 0
| 0 | IAA19-SS | 15019-SS | 19" | Adapter | R | A" to B"- Specify raw end | SS | T | 10 | 82 | 0 | 0% | 0 | 0 | [6 empty] | 0 | 76 | 0 | 0 | 80.4 | 0
| 0 | IAA20-SS | 15020-SS | 20" | Adapter | R | A" to B"- Specify raw end | SS | T | 10 | 82.9 | 0 | 0% | 0 | 0 | [6 empty] | 0 | 77 | 0 | 0 | 81.3 | 0
| 0 | IAA22-SS | 15022-SS | 22" | Adapter | R | A" to B"-Spec Flnged End | SS | T | 10 | 89.6 | 0 | 0% | 0 | 0 | [6 empty] | 0 | 84 | 0 | 0 | 87.8 | 0
| 0 | IAA24-SS | 15024-SS | 24" | Adapter | R | A" to B"-Spec Flnged End | SS | T | 10 | 97.7 | 0 | 0% | 0 | 0 | [9 empty] | 0 | 95.8 | 0
| 0 | IAB03-SS | 15103-SS | 3" | Adapter-Angle Flange | R | A" to B"-Spec Flnged End | SS | T | 10 | 64.5 | 0 | 0% | 0 | 0 | [6 empty] | 0 | 60 | 0 | 0 | 63.2 | 0
| 0 | IAB04-SS | 15104-SS | 4" | Adapter-Angle Flange | R | A" to B"-Spec Flnged End | SS | T | 10 | 64.5 | 0 | 0% | 0 | 0 | [6 empty] | 0 | 60 | 0 | 0 | 63.2 | 0
| 0 | IAB05-SS | 15105-SS | 5" | Adapter-Angle Flange | R | A" to B"-Spec Flnged End | SS | T | 10 | 69.9 | 0 | 0% | 0 | 0 | [6 empty] | 0 | 65 | 0 | 0 | 68.5 | 0
| 0 | IAB06-SS | 15106-SS | 6" | Adapter-Angle Flange | R | A" to B"-Spec Flnged End | SS | T | 10 | 80.7 | 0 | 0% | 0 | 0 | [6 empty] | 0 | 75 | 0 | 0 | 79.1 | 0
| 0 | IAB07-SS | 15107-SS | 7" | Adapter-Angle Flange | R | A" to B"-Spec Flnged End | SS | T | 10 | 83.7 | 0 | 0% | 0 | 0 | [6 empty] | 0 | 78 | 0 | 0 | 82.1 | 0
| 0 | IAB08-SS | 15108-SS | 8" | Adapter-Angle Flange | R | A" to B"-Spec Flnged End | SS | T | 10 | 87 | 0 | 0% | 0 | 0 | [6 empty] | 0 | 83 | 0 | 0 | 85.3 | 0
| 0 | IAB09-SS | 15109-SS | 9" | Adapter-Angle Flange | R | A" to B"-Spec Flnged End | SS | T | 10 | 89.3 | 0 | 0% | 0 | 0 | [6 empty] | 0 | 81 | 0 | 0 | 87.5 | 0
| 0 | IAB10-SS | 15110-SS | 10" | Adapter-Angle Flange | R | A" to B"-Spec Flnged End | SS | T | 10 | 91.4 | 0 | 0% | 0 | 0 | [6 empty] | 0 | 85 | 0 | 0 | 89.6 | 0
| 0 | IAB11-SS | 15111-SS | 11" | Adapter-Angle Flange | R | A" to B"-Spec Flnged End | SS | T | 10 | 97.8 | 0 | 0% | 0 | 0 | [6 empty] | 0 | 91 | 0 | 0 | 95.9 | 0
| 0 | IAB12-SS | 15112-SS | 12" | Adapter-Angle Flange | R | A" to B"-Spec Flnged End | SS | T | 10 | 101 | 0 | 0% | 0 | 0 | [6 empty] | 0 | 94 | 0 | 0 | 99 | 0
| 0 | IAB13-SS | 15113-SS | 13" | Adapter-Angle Flange | R | A" to B"-Spec Flnged End | SS | T | 10 | 104.2 | 0 | 0% | 0 | 0 | [6 empty] | 0 | 97 | 0 | 0 | 102.2 | 0
| 0 | IAB14-SS | 15114-SS | 14" | Adapter-Angle Flange | R | A" to B"-Spec Flnged End | SS | T | 10 | 108.5 | 0 | 0% | 0 | 0 | [6 empty] | 0 | 101 | 0 | 0 | 106.4 | 0
| 0 | IAB15-SS | 15115-SS | 15" | Adapter-Angle Flange | R | A" to B"-Spec Flnged End | SS | T | 10 | 113.8 | 0 | 0% | 0 | 0 | [6 empty] | 0 | 106 | 0 | 0 | 111.6 | 0
| 0 | IAB16-SS | 15116-SS | 16" | Adapter-Angle Flange | R | A" to B"-Spec Flnged End | SS | T | 10 | 117.1 | 0 | 0% | 0 | 0 | [6 empty] | 0 | 109 | 0 | 0 | 114.8 | 0
| 0 | IAB17-SS | 15117-SS | 17" | Adapter-Angle Flange | R | A" to B"-Spec Flnged End | SS | T | 10 | 131.2 | 0 | 0% | 0 | 0 | [6 empty] | 0 | 122 | 0 | 0 | 128.6 | 0
| 0 | IAB18-SS | 15118-SS | 18" | Adapter-Angle Flange | R | A" to B"-Spec Flnged End | SS | T | 10 | 135.5 | 0 | 0% | 0 | 0 | [6 empty] | 0 | 126 | 0 | 0 | 132.8 | 0
| 0 | IAB19-SS | 15119-SS | 19" | Adapter-Angle Flange | R | A" to B"-Spec Flnged End | SS | T | 10 | 139.7 | 0 | 0% | 0 | 0 | [6 empty] | 0 | 130 | 0 | 0 | 137 | 0
| 0 | IAB20-SS | 15120-SS | 20" | Adapter-Angle Flange | R | A" to B"-Spec Flnged End | SS | T | 10 | 141.9 | 0 | 0% | 0 | 0 | [6 empty] | 0 | 132 | 0 | 0 | 139.1 | 0
| 0 | IAB22-SS | 15122-SS | 22" | Adapter-Angle Flange | R | A" to B"-Spec Flnged End | SS | T | 10 | 155.8 | 0 | 0% | 0 | 0 | [6 empty] | 0 | 145 | 0 | 0 | 152.7 | 0
| 0 | IAB24-SS | 15124-SS | 24" | Adapter-Angle Flange | R | A" to B"-Spec Flnged End | SS | T | 10 | 179.9 | 0 | 0% | 0 | 0 | [9 empty] | 0 | 176.4 | 0
| 0 | IAC03-SS | 15203-SS | 3" | Hose Adapter | R |  | SS | T | 10 | 35.8 | 0 | 0% | 0 | 0 | [6 empty] | 0 | 33 | 0 | 0 | 35.1 | 0
| 0 | IAC04-SS | 15204-SS | 4" | Hose Adapter | R |  | SS | T | 10 | 35.8 | 0 | 0% | 0 | 0 | [6 empty] | 0 | 33 | 0 | 0 | 35.1 | 0
| 0 | IAC05-SS | 15205-SS | 5" | Hose Adapter | R |  | SS | T | 10 | 39.6 | 0 | 0% | 0 | 0 | [6 empty] | 0 | 37 | 0 | 0 | 38.8 | 0
| 0 | IAC06-SS | 15206-SS | 6" | Hose Adapter | R |  | SS | T | 10 | 48 | 0 | 0% | 0 | 0 | [6 empty] | 0 | 45 | 0 | 0 | 47.1 | 0
| 0 | IAC07-SS | 15207-SS | 7" | Hose Adapter | R |  | SS | T | 10 | 50.9 | 0 | 0% | 0 | 0 | [6 empty] | 0 | 47 | 0 | 0 | 49.9 | 0
| 0 | IAC08-SS | 15208-SS | 8" | Hose Adapter | R |  | SS | T | 10 | 53.8 | 0 | 0% | 0 | 0 | [6 empty] | 0 | 50 | 0 | 0 | 52.7 | 0
| 0 | IAC09-SS | 15209-SS | 9" | Hose Adapter | R |  | SS | T | 10 | 56.5 | 0 | 0% | 0 | 0 | [6 empty] | 0 | 53 | 0 | 0 | 55.4 | 0
| 0 | IAC10-SS | 15210-SS | 10" | Hose Adapter | R |  | SS | T | 10 | 61.3 | 0 | 0% | 0 | 0 | [6 empty] | 0 | 57 | 0 | 0 | 60.1 | 0
| 0 | IAC11-SS | 15211-SS | 11" | Hose Adapter | R |  | SS | T | 10 | 63.1 | 0 | 0% | 0 | 0 | [6 empty] | 0 | 59 | 0 | 0 | 61.9 | 0
| 0 | IAC12-SS | 15212-SS | 12" | Hose Adapter | R |  | SS | T | 10 | 64.2 | 0 | 0% | 0 | 0 | [6 empty] | 0 | 60 | 0 | 0 | 62.9 | 0
| 0 | IAC13-SS | 15213-SS | 13" | Hose Adapter | R |  | SS | T | 10 | 66.9 | 0 | 0% | 0 | 0 | [6 empty] | 0 | 62 | 0 | 0 | 65.6 | 0
| 0 | IAC14-SS | 15214-SS | 14" | Hose Adapter | R |  | SS | T | 10 | 68.7 | 0 | 0% | 0 | 0 | [6 empty] | 0 | 64 | 0 | 0 | 67.4 | 0
| 0 | IAC15-SS | 15215-SS | 15" | Hose Adapter | R |  | SS | T | 10 | 70.7 | 0 | 0% | 0 | 0 | [6 empty] | 0 | 66 | 0 | 0 | 69.3 | 0
| 0 | IAC16-SS | 15216-SS | 16" | Hose Adapter | R |  | SS | T | 10 | 71.6 | 0 | 0% | 0 | 0 | [6 empty] | 0 | 67 | 0 | 0 | 70.2 | 0
| 0 | IAC17-SS | 15217-SS | 17" | Hose Adapter | R |  | SS | T | 10 | 75.5 | 0 | 0% | 0 | 0 | [6 empty] | 0 | 70 | 0 | 0 | 74 | 0
| 0 | IAC18-SS | 15218-SS | 18" | Hose Adapter | R |  | SS | T | 10 | 79.2 | 0 | 0% | 0 | 0 | [6 empty] | 0 | 74 | 0 | 0 | 77.6 | 0
| 0 | IAC19-SS | 15219-SS | 19" | Hose Adapter | R |  | SS | T | 10 | 82 | 0 | 0% | 0 | 0 | [6 empty] | 0 | 76 | 0 | 0 | 80.4 | 0
| 0 | IAC20-SS | 15220-SS | 20" | Hose Adapter | R |  | SS | T | 10 | 82.9 | 0 | 0% | 0 | 0 | [6 empty] | 0 | 77 | 0 | 0 | 81.3 | 0
| 0 | IAC22-SS | 15222-SS | 22" | Hose Adapter | R |  | SS | T | 10 | 90.5 | 0 | 0% | 0 | 0 | [6 empty] | 0 | 84 | 0 | 0 | 88.7 | 0
| 0 | IAC24-SS | 15224-SS | 24" | Hose Adapter | R |  | SS | T | 10 | 98.5 | 0 | 0% | 0 | 0 | [9 empty] | 0 | 96.6 | 0
| 0 | IRA03-SS | 16003-SS | 3" | Reducer | R | A" to B" | SS | T | 15 | 87.7 | 0 | 0% | 0 | 0 | [6 empty] | 0 | 77 | 0 | 0 | 86 | 0
| 0 | IRA04-SS | 16004-SS | 4" | Reducer | R | A" to B" | SS | T | 15 | 78.2 | 0 | 0% | 0 | 0 | [6 empty] | 0 | 69 | 0 | 0 | 76.7 | 0
| 0 | IRA05-SS | 16005-SS | 5" | Reducer | R | A" to B" | SS | T | 15 | 80.1 | 0 | 0% | 0 | 0 | [6 empty] | 0 | 71 | 0 | 0 | 78.5 | 0
| 0 | IRA06-SS | 16006-SS | 6" | Reducer | R | A" to B" | SS | T | 15 | 84.9 | 0 | 0% | 0 | 0 | [6 empty] | 0 | 75 | 0 | 0 | 83.2 | 0
| 0 | IRA07-SS | 16007-SS | 7" | Reducer | R | A" to B" | SS | T | 15 | 85.8 | 0 | 0% | 0 | 0 | [6 empty] | 0 | 76 | 0 | 0 | 84.1 | 0
| 0 | IRA08-SS | 16008-SS | 8" | Reducer | R | A" to B" | SS | T | 15 | 86.7 | 0 | 0% | 0 | 0 | [6 empty] | 0 | 77 | 0 | 0 | 85 | 0
| 0 | IRA09-SS | 16009-SS | 9" | Reducer | R | A" to B" | SS | T | 15 | 97.1 | 0 | 0% | 0 | 0 | [6 empty] | 0 | 86 | 0 | 0 | 95.2 | 0
| 0 | IRA10-SS | 16010-SS | 10" | Reducer | R | A" to B" | SS | T | 15 | 99 | 0 | 0% | 0 | 0 | [6 empty] | 0 | 88 | 0 | 0 | 97.1 | 0
| 0 | IRA11-SS | 16011-SS | 11" | Reducer | R | A" to B" | SS | T | 15 | 108.4 | 0 | 0% | 0 | 0 | [6 empty] | 0 | 96 | 0 | 0 | 106.3 | 0
| 0 | IRA12-SS | 16012-SS | 12" | Reducer | R | A" to B" | SS | T | 15 | 116.9 | 0 | 0% | 0 | 0 | [6 empty] | 0 | 104 | 0 | 0 | 114.6 | 0
| 0 | IRA13-SS | 16013-SS | 13" | Reducer | R | A" to B" | SS | T | 25 | 127.2 | 0 | 0% | 0 | 0 | [6 empty] | 0 | 113 | 0 | 0 | 124.7 | 0
| 0 | IRA14-SS | 16014-SS | 14" | Reducer | R | A" to B" | SS | T | 25 | 139.4 | 0 | 0% | 0 | 0 | [6 empty] | 0 | 124 | 0 | 0 | 136.7 | 0
| 0 | IRA15-SS | 16015-SS | 15" | Reducer | R | A" to B" | SS | T | 25 | 166.9 | 0 | 0% | 0 | 0 | [6 empty] | 0 | 148 | 0 | 0 | 163.6 | 0
| 0 | IRA16-SS | 16016-SS | 16" | Reducer | R | A" to B" | SS | T | 25 | 193.3 | 0 | 0% | 0 | 0 | [6 empty] | 0 | 171 | 0 | 0 | 189.5 | 0
| 0 | IRA17-SS | 16017-SS | 17" | Reducer | R | A" to B" | SS | T | 25 | 197.9 | 0 | 0% | 0 | 0 | [6 empty] | 0 | 175 | 0 | 0 | 194 | 0
| 0 | IRA18-SS | 16018-SS | 18" | Reducer | R | A" to B" | SS | T | 25 | 200.7 | 0 | 0% | 0 | 0 | [6 empty] | 0 | 178 | 0 | 0 | 196.8 | 0
| 0 | IRA19-SS | 16019-SS | 19" | Reducer | R | A" to B" | SS | T | 25 | 207.4 | 0 | 0% | 0 | 0 | [6 empty] | 0 | 184 | 0 | 0 | 203.3 | 0
| 0 | IRA20-SS | 16020-SS | 20" | Reducer | R | A" to B" | SS | T | 25 | 213 | 0 | 0% | 0 | 0 | [6 empty] | 0 | 189 | 0 | 0 | 208.8 | 0
| 0 | IRA22-SS | 16022-SS | 22" | Reducer | R | A" to B" | SS | T | 25 | 243.2 | 0 | 0% | 0 | 0 | [6 empty] | 0 | 215 | 0 | 0 | 238.4 | 0
| 0 | IRA24-SS | 16024-SS | 24" | Reducer | R | A" to B" | SS | T | 25 | 299.9 | 0 | 0% | 0 | 0 | [9 empty] | 0 | 294 | 0
| 0 | IRB03-SS | 16103-SS | 3" | Rectangular to Round | R | Give Dimensions | SS | T | 30 | 187.6 | 0 | 0% | 0 | 0 | [6 empty] | 0 | 166 | 0 | 0 | 183.9 | 0
| 0 | IRB04-SS | 16104-SS | 4" | Rectangular to Round | R | Give Dimensions | SS | T | 30 | 187.6 | 0 | 0% | 0 | 0 | [6 empty] | 0 | 166 | 0 | 0 | 183.9 | 0
| 0 | IRB05-SS | 16105-SS | 5" | Rectangular to Round | R | Give Dimensions | SS | T | 30 | 194.2 | 0 | 0% | 0 | 0 | [6 empty] | 0 | 172 | 0 | 0 | 190.4 | 0
| 0 | IRB06-SS | 16106-SS | 6" | Rectangular to Round | R | Give Dimensions | SS | T | 30 | 200.7 | 0 | 0% | 0 | 0 | [6 empty] | 0 | 178 | 0 | 0 | 196.8 | 0
| 0 | IRB07-SS | 16107-SS | 7" | Rectangular to Round | R | Give Dimensions | SS | T | 30 | 214.9 | 0 | 0% | 0 | 0 | [6 empty] | 0 | 190 | 0 | 0 | 210.7 | 0
| 0 | IRB08-SS | 16108-SS | 8" | Rectangular to Round | R | Give Dimensions | SS | T | 30 | 223.4 | 0 | 0% | 0 | 0 | [6 empty] | 0 | 198 | 0 | 0 | 219 | 0
| 0 | IRB09-SS | 16109-SS | 9" | Rectangular to Round | R | Give Dimensions | SS | T | 30 | 231.8 | 0 | 0% | 0 | 0 | [6 empty] | 0 | 205 | 0 | 0 | 227.3 | 0
| 0 | IRB10-SS | 16110-SS | 10" | Rectangular to Round | R | Give Dimensions | SS | T | 30 | 238.5 | 0 | 0% | 0 | 0 | [6 empty] | 0 | 211 | 0 | 0 | 233.8 | 0
| 0 | IRB11-SS | 16111-SS | 11" | Rectangular to Round | R | Give Dimensions | SS | T | 30 | 241.3 | 0 | 0% | 0 | 0 | [6 empty] | 0 | 214 | 0 | 0 | 236.6 | 0
| 0 | IRB12-SS | 16112-SS | 12" | Rectangular to Round | R | Give Dimensions | SS | T | 30 | 244.1 | 0 | 0% | 0 | 0 | [6 empty] | 0 | 216 | 0 | 0 | 239.3 | 0
| 0 | IRB13-SS | 16113-SS | 13" | Rectangular to Round | R | Give Dimensions | SS | T | 30 | 248.8 | 0 | 0% | 0 | 0 | [6 empty] | 0 | 220 | 0 | 0 | 243.9 | 0
| 0 | IRB14-SS | 16114-SS | 14" | Rectangular to Round | R | Give Dimensions | SS | T | 30 | 252.7 | 0 | 0% | 0 | 0 | [6 empty] | 0 | 224 | 0 | 0 | 247.7 | 0
| 0 | IRB15-SS | 16115-SS | 15" | Rectangular to Round | R | Give Dimensions | SS | T | 30 | 260.1 | 0 | 0% | 0 | 0 | [6 empty] | 0 | 230 | 0 | 0 | 255 | 0
| 0 | IRB16-SS | 16116-SS | 16" | Rectangular to Round | R | Give Dimensions | SS | T | 30 | 265.8 | 0 | 0% | 0 | 0 | [6 empty] | 0 | 235 | 0 | 0 | 260.6 | 0
| 0 | IRB17-SS | 16117-SS | 17" | Rectangular to Round | R | Give Dimensions | SS | T | 30 | 268.6 | 0 | 0% | 0 | 0 | [6 empty] | 0 | 238 | 0 | 0 | 263.3 | 0
| 0 | IRB18-SS | 16118-SS | 18" | Rectangular to Round | R | Give Dimensions | SS | T | 30 | 271.4 | 0 | 0% | 0 | 0 | [6 empty] | 0 | 240 | 0 | 0 | 266.1 | 0
| 0 | IRB19-SS | 16119-SS | 19" | Rectangular to Round | R | Give Dimensions | SS | T | 30 | 278.1 | 0 | 0% | 0 | 0 | [6 empty] | 0 | 246 | 0 | 0 | 272.6 | 0
| 0 | IRB20-SS | 16120-SS | 20" | Rectangular to Round | R | Give Dimensions | SS | T | 30 | 283.7 | 0 | 0% | 0 | 0 | [6 empty] | 0 | 251 | 0 | 0 | 278.1 | 0
| 0 | IRB22-SS | 16122-SS | 22" | Rectangular to Round | R | Give Dimensions | SS | T | 30 | 339.3 | 0 | 0% | 0 | 0 | [6 empty] | 0 | 300 | 0 | 0 | 332.6 | 0
| 0 | IRB24-SS | 16124-SS | 24" | Rectangular to Round | R | Give Dimensions | SS | T | 30 | 428.4 | 0 | 0% | 0 | 0 | [9 empty] | 0 | 420 | 0
| 0 | IGC03-SS | 18203-SS | 3" | Blast Gate-SS | R |  | SS | T | 5 | 413.4 | 0 | 0% | 0 | 0 | [6 empty] | 0 | 274 | 0 | 0 | 405.3 | 0
| 0 | IGC04-SS | 18204-SS | 4" | Blast Gate-SS | R |  | SS | T | 5 | 413.4 | 0 | 0% | 0 | 0 | [6 empty] | 0 | 274 | 0 | 0 | 405.3 | 0
| 0 | IGC05-SS | 18205-SS | 5" | Blast Gate-SS | R |  | SS | T | 5 | 436.1 | 0 | 0% | 0 | 0 | [6 empty] | 0 | 289 | 0 | 0 | 427.5 | 0
| 0 | IGC06-SS | 18206-SS | 6" | Blast Gate-SS | R |  | SS | T | 5 | 488.8 | 0 | 0% | 0 | 0 | [6 empty] | 0 | 324 | 0 | 0 | 479.2 | 0
| 0 | IGC07-SS | 18207-SS | 7" | Blast Gate-SS | R |  | SS | T | 5 | 503.9 | 0 | 0% | 0 | 0 | [6 empty] | 0 | 334 | 0 | 0 | 494 | 0
| 0 | IGC08-SS | 18208-SS | 8" | Blast Gate-SS | R |  | SS | T | 5 | 540.4 | 0 | 0% | 0 | 0 | [6 empty] | 0 | 358 | 0 | 0 | 529.8 | 0
| 0 | IGC09-SS | 18209-SS | 9" | Blast Gate-SS | R |  | SS | T | 5 | 565.5 | 0 | 0% | 0 | 0 | [6 empty] | 0 | 375 | 0 | 0 | 554.4 | 0
| 0 | IGC10-SS | 18210-SS | 10" | Blast Gate-SS | R |  | SS | T | 5 | 600.7 | 0 | 0% | 0 | 0 | [6 empty] | 0 | 398 | 0 | 0 | 588.9 | 0
| 0 | IGC11-SS | 18211-SS | 11" | Blast Gate-SS | R |  | SS | T | 5 | 624.5 | 0 | 0% | 0 | 0 | [6 empty] | 0 | 414 | 0 | 0 | 612.3 | 0
| 0 | IGC12-SS | 18212-SS | 12" | Blast Gate-SS | R |  | SS | T | 5 | 651 | 0 | 0% | 0 | 0 | [6 empty] | 0 | 432 | 0 | 0 | 638.2 | 0
| 0 | IGC13-SS | 18213-SS | 13" | Blast Gate-SS | R |  | SS | T | 5 | 671.1 | 0 | 0% | 0 | 0 | [6 empty] | 0 | 445 | 0 | 0 | 657.9 | 0
| 0 | IGC14-SS | 18214-SS | 14" | Blast Gate-SS | R |  | SS | T | 5 | 693.7 | 0 | 0% | 0 | 0 | [6 empty] | 0 | 460 | 0 | 0 | 680.1 | 0
| 0 | IGC15-SS | 18215-SS | 15" | Blast Gate-SS | R |  | SS | T | 5 | 730.1 | 0 | 0% | 0 | 0 | [6 empty] | 0 | 484 | 0 | 0 | 715.8 | 0
| 0 | IGC16-SS | 18216-SS | 16" | Blast Gate-SS | R |  | SS | T | 5 | 759 | 0 | 0% | 0 | 0 | [6 empty] | 0 | 503 | 0 | 0 | 744.1 | 0
| 0 | IGC17-SS | 18217-SS | 17" | Blast Gate-SS | R |  | SS | T | 5 | 805.5 | 0 | 0% | 0 | 0 | [6 empty] | 0 | 534 | 0 | 0 | 789.7 | 0
| 0 | IGC18-SS | 18218-SS | 18" | Blast Gate-SS | R |  | SS | T | 5 | 880.9 | 0 | 0% | 0 | 0 | [6 empty] | 0 | 584 | 0 | 0 | 863.6 | 0
| 0 | IGC19-SS | 18219-SS | 19" | Blast Gate-SS | R |  | SS | T | 5 | 898.5 | 0 | 0% | 0 | 0 | [6 empty] | 0 | 596 | 0 | 0 | 880.9 | 0
| 0 | IGC20-SS | 18220-SS | 20" | Blast Gate-SS | R |  | SS | T | 5 | 912.3 | 0 | 0% | 0 | 0 | [6 empty] | 0 | 605 | 0 | 0 | 894.4 | 0
| 0 | IGC22-SS | 18222-SS | 22" | Blast Gate-SS | R |  | SS | T | 5 | 985.2 | 0 | 0% | 0 | 0 | [6 empty] | 0 | 653 | 0 | 0 | 965.9 | 0
| 0 | IGC24-SS | 18224-SS | 24" | Blast Gate-SS | R |  | SS | T | 5 | 1085.3 | 0 | 0% | 0 | 0 | [9 empty] | 0 | 1064 | 0
| 0 | IGA03-SS | 18003-SS | 3" | Cut-Offs Full | R |  | SS | T |  | 104.9 | 0 | 0% | 0 | 0 | [6 empty] | 0 | 77 | 0 | 0 | 102.8 | 0
| 0 | IGA04-SS | 18004-SS | 4" | Cut-Offs Full | R |  | SS | T |  | 104.9 | 0 | 0% | 0 | 0 | [6 empty] | 0 | 77 | 0 | 0 | 102.8 | 0
| 0 | IGA05-SS | 18005-SS | 5" | Cut-Offs Full | R |  | SS | T |  | 110.8 | 0 | 0% | 0 | 0 | [6 empty] | 0 | 81 | 0 | 0 | 108.6 | 0
| 0 | IGA06-SS | 18006-SS | 6" | Cut-Offs Full | R |  | SS | T |  | 144.9 | 0 | 0% | 0 | 0 | [6 empty] | 0 | 106 | 0 | 0 | 142.1 | 0
| 0 | IGA07-SS | 18007-SS | 7" | Cut-Offs Full | R |  | SS | T |  | 167.3 | 0 | 0% | 0 | 0 | [6 empty] | 0 | 123 | 0 | 0 | 164 | 0
| 0 | IGA08-SS | 18008-SS | 8" | Cut-Offs Full | R |  | SS | T |  | 183.8 | 0 | 0% | 0 | 0 | [6 empty] | 0 | 135 | 0 | 0 | 180.2 | 0
| 0 | IGA09-SS | 18009-SS | 9" | Cut-Offs Full | R |  | SS | T |  | 197.9 | 0 | 0% | 0 | 0 | [6 empty] | 0 | 145 | 0 | 0 | 194 | 0
| 0 | IGA10-SS | 18010-SS | 10" | Cut-Offs Full | R |  | SS | T |  | 219.1 | 0 | 0% | 0 | 0 | [6 empty] | 0 | 161 | 0 | 0 | 214.8 | 0
| 0 | IGA11-SS | 18011-SS | 11" | Cut-Offs Full | R |  | SS | T |  | 252.1 | 0 | 0% | 0 | 0 | [6 empty] | 0 | 185 | 0 | 0 | 247.2 | 0
| 0 | IGA12-SS | 18012-SS | 12" | Cut-Offs Full | R |  | SS | T |  | 281.5 | 0 | 0% | 0 | 0 | [6 empty] | 0 | 206 | 0 | 0 | 276 | 0
| 0 | IGA13-SS | 18013-SS | 13" | Cut-Offs Full | R |  | SS | T |  | 421.8 | 0 | 0% | 0 | 0 | [6 empty] | 0 | 309 | 0 | 0 | 413.5 | 0
| 0 | IGA14-SS | 18014-SS | 14" | Cut-Offs Full | R |  | SS | T |  | 421.8 | 0 | 0% | 0 | 0 | [6 empty] | 0 | 309 | 0 | 0 | 413.5 | 0
| 0 | IGA15-SS | 18015-SS | 15" | Cut-Offs Full | R |  | SS | T |  | 829.4 | 0 | 0% | 0 | 0 | [6 empty] | 0 | 607 | 0 | 0 | 813.1 | 0
| 0 | IGA16-SS | 18016-SS | 16" | Cut-Offs Full | R |  | SS | T |  | 492.5 | 0 | 0% | 0 | 0 | [6 empty] | 0 | 361 | 0 | 0 | 482.8 | 0
| 0 | IGA17-SS | 18017-SS | 17" | Cut-Offs Full | R |  | SS | T |  | 1094.5 | 0 | 0% | 0 | 0 | [6 empty] | 0 | 801 | 0 | 0 | 1073 | 0
| 0 | IGA18-SS | 18018-SS | 18" | Cut-Offs Full | R |  | SS | T |  | 829.4 | 0 | 0% | 0 | 0 | [6 empty] | 0 | 607 | 0 | 0 | 813.1 | 0
| 0 | IGA19-SS | 18019-SS | 19" | Cut-Offs Full | R |  | SS | T |  | 1447.9 | 0 | 0% | 0 | 0 | [6 empty] | 0 | 1060 | 0 | 0 | 1419.5 | 0
| 0 | IGA20-SS | 18020-SS | 20" | Cut-Offs Full | R |  | SS | T |  | 967.3 | 0 | 0% | 0 | 0 | [6 empty] | 0 | 708 | 0 | 0 | 948.3 | 0
| 0 | IGA22-SS | 18022-SS | 22" | Cut-Offs Full | R |  | SS | T |  | 1094.5 | 0 | 0% | 0 | 0 | [6 empty] | 0 | 801 | 0 | 0 | 1073 | 0
| 0 | IGA24-SS | 18024-SS | 24" | Cut-Offs Full | R |  | SS | T |  | 1285.2 | 0 | 0% | 0 | 0 | [9 empty] | 0 | 1260 | 0
| 0 | IGB03-SS | 18103-SS | 3" | Cut-Offs Half | R |  | SS | T |  | 106.7 | 0 | 0% | 0 | 0 | [6 empty] | 0 | 78 | 0 | 0 | 104.6 | 0
| 0 | IGB04-SS | 18104-SS | 4" | Cut-Offs Half | R |  | SS | T |  | 106.7 | 0 | 0% | 0 | 0 | [6 empty] | 0 | 78 | 0 | 0 | 104.6 | 0
| 0 | IGB05-SS | 18105-SS | 5" | Cut-Offs Half | R |  | SS | T |  | 112 | 0 | 0% | 0 | 0 | [6 empty] | 0 | 82 | 0 | 0 | 109.8 | 0
| 0 | IGB06-SS | 18106-SS | 6" | Cut-Offs Half | R |  | SS | T |  | 146.2 | 0 | 0% | 0 | 0 | [6 empty] | 0 | 107 | 0 | 0 | 143.3 | 0
| 0 | IGB07-SS | 18107-SS | 7" | Cut-Offs Half | R |  | SS | T |  | 181.8 | 0 | 0% | 0 | 0 | [6 empty] | 0 | 133 | 0 | 0 | 178.2 | 0
| 0 | IGB08-SS | 18108-SS | 8" | Cut-Offs Half | R |  | SS | T |  | 214.5 | 0 | 0% | 0 | 0 | [6 empty] | 0 | 157 | 0 | 0 | 210.3 | 0
| 0 | IGB09-SS | 18109-SS | 9" | Cut-Offs Half | R |  | SS | T |  | 302 | 0 | 0% | 0 | 0 | [6 empty] | 0 | 221 | 0 | 0 | 296.1 | 0
| 0 | IGB10-SS | 18110-SS | 10" | Cut-Offs Half | R |  | SS | T |  | 377.2 | 0 | 0% | 0 | 0 | [6 empty] | 0 | 276 | 0 | 0 | 369.8 | 0
| 0 | IGB11-SS | 18111-SS | 11" | Cut-Offs Half | R |  | SS | T |  | 433.2 | 0 | 0% | 0 | 0 | [6 empty] | 0 | 317 | 0 | 0 | 424.7 | 0
| 0 | IGB12-SS | 18112-SS | 12" | Cut-Offs Half | R |  | SS | T |  | 489.2 | 0 | 0% | 0 | 0 | [6 empty] | 0 | 358 | 0 | 0 | 479.6 | 0
| 0 | IGB13-SS | 18113-SS | 13" | Cut-Offs Half | R |  | SS | T |  | 606.7 | 0 | 0% | 0 | 0 | [6 empty] | 0 | 444 | 0 | 0 | 594.8 | 0
| 0 | IGB14-SS | 18114-SS | 14" | Cut-Offs Half | R |  | SS | T |  | 725.7 | 0 | 0% | 0 | 0 | [6 empty] | 0 | 531 | 0 | 0 | 711.5 | 0
| 0 | IGB15-SS | 18115-SS | 15" | Cut-Offs Half | R |  | SS | T |  | 889.6 | 0 | 0% | 0 | 0 | [6 empty] | 0 | 651 | 0 | 0 | 872.2 | 0
| 0 | IGB16-SS | 18116-SS | 16" | Cut-Offs Half | R |  | SS | T |  | 1055.1 | 0 | 0% | 0 | 0 | [6 empty] | 0 | 772 | 0 | 0 | 1034.4 | 0
| 0 | IGB17-SS | 18117-SS | 17" | Cut-Offs Half | R |  | SS | T |  | 1175.3 | 0 | 0% | 0 | 0 | [6 empty] | 0 | 860 | 0 | 0 | 1152.3 | 0
| 0 | IGB18-SS | 18118-SS | 18" | Cut-Offs Half | R |  | SS | T |  | 1294.2 | 0 | 0% | 0 | 0 | [6 empty] | 0 | 947 | 0 | 0 | 1268.8 | 0
| 0 | IFA04-SS | 19004-SS | 4" | Floor Sweep | R |  | SS | T |  | 0 | 0 | 0% | 0 | 0 | [6 empty] | 0 | 355 | 0 | 0 | 0 | 0
| 0 | IFA05-SS | 19005-SS | 5" | Floor Sweep | R |  | SS | T |  | 0 | 0 | 0% | 0 | 0 | [6 empty] | 0 | 374 | 0 | 0 | 0 | 0
| 0 | IFA06-SS | 19006-SS | 6" | Floor Sweep | R |  | SS | T |  | 0 | 0 | 0% | 0 | 0 | [6 empty] | 0 | 390 | 0 | 0 | 0 | 0
| 0 | IFA07-SS | 19007-SS | 7" | Floor Sweep | R |  | SS | T |  | 0 | 0 | 0% | 0 | 0 | [6 empty] | 0 | 408 | 0 | 0 | 0 | 0
| 0 | IFA08-SS | 19008-SS | 8" | Floor Sweep | R |  | SS | T |  | 0 | 0 | 0% | 0 | 0 | [6 empty] | 0 | 427 | 0 | 0 | 0 | 0
| 0 | IFE03-SS | 19403-SS | 3" | Butter Fly Valve | R |  | SS | T |  | 101.8 | 0 | 0% | 0 | 0 | [6 empty] | 0 | 90 | 0 | 0 | 99.8 | 0
| 0 | IFE04-SS | 19404-SS | 4" | Butter Fly Valve | R |  | SS | T |  | 101.8 | 0 | 0% | 0 | 0 | [6 empty] | 0 | 90 | 0 | 0 | 99.8 | 0
| 0 | IFE05-SS | 19405-SS | 5" | Butter Fly Valve | R |  | SS | T |  | 102.7 | 0 | 0% | 0 | 0 | [6 empty] | 0 | 91 | 0 | 0 | 100.7 | 0
| 0 | IFE06-SS | 19406-SS | 6" | Butter Fly Valve | R |  | SS | T |  | 103.6 | 0 | 0% | 0 | 0 | [6 empty] | 0 | 92 | 0 | 0 | 101.6 | 0
| 0 | IFE07-SS | 19407-SS | 7" | Butter Fly Valve | R |  | SS | T |  | 109.3 | 0 | 0% | 0 | 0 | [6 empty] | 0 | 97 | 0 | 0 | 107.2 | 0
| 0 | IFE08-SS | 19408-SS | 8" | Butter Fly Valve | R |  | SS | T |  | 110.3 | 0 | 0% | 0 | 0 | [6 empty] | 0 | 98 | 0 | 0 | 108.1 | 0
| 0 | IFE09-SS | 19409-SS | 9" | Butter Fly Valve | R |  | SS | T |  | 113.1 | 0 | 0% | 0 | 0 | [6 empty] | 0 | 100 | 0 | 0 | 110.9 | 0
| 0 | IFE10-SS | 19410-SS | 10" | Butter Fly Valve | R |  | SS | T |  | 114 | 0 | 0% | 0 | 0 | [6 empty] | 0 | 101 | 0 | 0 | 111.8 | 0
| 0 | IFE11-SS | 19411-SS | 11" | Butter Fly Valve | R |  | SS | T |  | 114 | 0 | 0% | 0 | 0 | [6 empty] | 0 | 101 | 0 | 0 | 111.8 | 0
| 0 | IFE12-SS | 19412-SS | 12" | Butter Fly Valve | R |  | SS | T |  | 119.7 | 0 | 0% | 0 | 0 | [6 empty] | 0 | 106 | 0 | 0 | 117.4 | 0
| 0 | IFE13-SS | 19413-SS | 13" | Butter Fly Valve | R |  | SS | T |  | 128.2 | 0 | 0% | 0 | 0 | [6 empty] | 0 | 114 | 0 | 0 | 125.7 | 0
| 0 | IFE14-SS | 19414-SS | 14" | Butter Fly Valve | R |  | SS | T |  | 136.7 | 0 | 0% | 0 | 0 | [6 empty] | 0 | 121 | 0 | 0 | 134 | 0
| 0 | IFE15-SS | 19415-SS | 15" | Butter Fly Valve | R |  | SS | T |  | 141.4 | 0 | 0% | 0 | 0 | [6 empty] | 0 | 125 | 0 | 0 | 138.6 | 0
| 0 | IFE16-SS | 19416-SS | 16" | Butter Fly Valve | R |  | SS | T |  | 145.1 | 0 | 0% | 0 | 0 | [6 empty] | 0 | 129 | 0 | 0 | 142.3 | 0
| 0 | IFE17-SS | 19417-SS | 17" | Butter Fly Valve | R |  | SS | T |  | 152.7 | 0 | 0% | 0 | 0 | [6 empty] | 0 | 135 | 0 | 0 | 149.7 | 0
| 0 | IFE18-SS | 19418-SS | 18" | Butter Fly Valve | R |  | SS | T |  | 158.4 | 0 | 0% | 0 | 0 | [6 empty] | 0 | 140 | 0 | 0 | 155.3 | 0
| 0 | IFE19-SS | 19419-SS | 19" | Butter Fly Valve | R |  | SS | T |  | 167.8 | 0 | 0% | 0 | 0 | [6 empty] | 0 | 149 | 0 | 0 | 164.5 | 0
| 0 | IFE20-SS | 19420-SS | 20" | Butter Fly Valve | R |  | SS | T |  | 178.1 | 0 | 0% | 0 | 0 | [6 empty] | 0 | 158 | 0 | 0 | 174.6 | 0
| 0 | IFE22-SS | 19422-SS | 22" | Butter Fly Valve | R |  | SS | T |  | 197.9 | 0 | 0% | 0 | 0 | [6 empty] | 0 | 175 | 0 | 0 | 194 | 0
| 0 | IFE24-SS | 19424-SS | 24" | Butter Fly Valve | R |  | SS | T |  | 231.3 | 0 | 0% | 0 | 0 | [9 empty] | 0 | 226.8 | 0
| 0 | IFF03-SS | 19503-SS | 3" | End Cap-Closed End | R |  | SS | T |  | 20.7 | 0 | 0% | 0 | 0 | [6 empty] | 0 | 19 | 0 | 0 | 20.3 | 0
| 0 | IFF04-SS | 19504-SS | 4" | End Cap-Closed End | R |  | SS | T |  | 23.6 | 0 | 0% | 0 | 0 | [6 empty] | 0 | 21 | 0 | 0 | 23.1 | 0
| 0 | IFF05-SS | 19505-SS | 5" | End Cap-Closed End | R |  | SS | T |  | 25.5 | 0 | 0% | 0 | 0 | [6 empty] | 0 | 23 | 0 | 0 | 25 | 0
| 0 | IFF06-SS | 19506-SS | 6" | End Cap-Closed End | R |  | SS | T |  | 30.2 | 0 | 0% | 0 | 0 | [6 empty] | 0 | 27 | 0 | 0 | 29.6 | 0
| 0 | IFF07-SS | 19507-SS | 7" | End Cap-Closed End | R |  | SS | T |  | 34 | 0 | 0% | 0 | 0 | [6 empty] | 0 | 30 | 0 | 0 | 33.3 | 0
| 0 | IFF08-SS | 19508-SS | 8" | End Cap-Closed End | R |  | SS | T |  | 34 | 0 | 0% | 0 | 0 | [6 empty] | 0 | 30 | 0 | 0 | 33.3 | 0
| 0 | IFF09-SS | 19509-SS | 9" | End Cap-Closed End | R |  | SS | T |  | 39.6 | 0 | 0% | 0 | 0 | [6 empty] | 0 | 35 | 0 | 0 | 38.8 | 0
| 0 | IFF10-SS | 19510-SS | 10" | End Cap-Closed End | R |  | SS | T |  | 39.6 | 0 | 0% | 0 | 0 | [6 empty] | 0 | 35 | 0 | 0 | 38.8 | 0
| 0 | IFF11-SS | 19511-SS | 11" | End Cap-Closed End | R |  | SS | T |  | 40.6 | 0 | 0% | 0 | 0 | [6 empty] | 0 | 36 | 0 | 0 | 39.8 | 0
| 0 | IFF12-SS | 19512-SS | 12" | End Cap-Closed End | R |  | SS | T |  | 42.4 | 0 | 0% | 0 | 0 | [6 empty] | 0 | 38 | 0 | 0 | 41.6 | 0
| 0 | IFF13-SS | 19513-SS | 13" | End Cap-Closed End | R |  | SS | T |  | 43.4 | 0 | 0% | 0 | 0 | [6 empty] | 0 | 39 | 0 | 0 | 42.5 | 0
| 0 | IFF14-SS | 19514-SS | 14" | End Cap-Closed End | R |  | SS | T |  | 45.2 | 0 | 0% | 0 | 0 | [6 empty] | 0 | 40 | 0 | 0 | 44.3 | 0
| 0 | IFF15-SS | 19515-SS | 15" | End Cap-Closed End | R |  | SS | T |  | 46.2 | 0 | 0% | 0 | 0 | [6 empty] | 0 | 41 | 0 | 0 | 45.3 | 0
| 0 | IFF16-SS | 19516-SS | 16" | End Cap-Closed End | R |  | SS | T |  | 46.2 | 0 | 0% | 0 | 0 | [6 empty] | 0 | 41 | 0 | 0 | 45.3 | 0
| 0 | IFF17-SS | 19517-SS | 17" | End Cap-Closed End | R |  | SS | T |  | 48 | 0 | 0% | 0 | 0 | [6 empty] | 0 | 43 | 0 | 0 | 47.1 | 0
| 0 | IFF18-SS | 19518-SS | 18" | End Cap-Closed End | R |  | SS | T |  | 49.1 | 0 | 0% | 0 | 0 | [6 empty] | 0 | 44 | 0 | 0 | 48.1 | 0
| 0 | IFF19-SS | 19519-SS | 19" | End Cap-Closed End | R |  | SS | T |  | 50.9 | 0 | 0% | 0 | 0 | [6 empty] | 0 | 45 | 0 | 0 | 49.9 | 0
| 0 | IFF20-SS | 19520-SS | 20" | End Cap-Closed End | R |  | SS | T |  | 51.9 | 0 | 0% | 0 | 0 | [6 empty] | 0 | 46 | 0 | 0 | 50.9 | 0
| 0 | IFF22-SS | 19522-SS | 22" | End Cap-Closed End | R |  | SS | T |  | 54.7 | 0 | 0% | 0 | 0 | [6 empty] | 0 | 46 | 0 | 0 | 53.6 | 0
| 0 | IFF24-SS | 19524-SS | 24" | End Cap-Closed End | R |  | SS | T |  | 58.3 | 0 | 0% | 0 | 0 | [9 empty] | 0 | 57.2 | 0
| 0 | IFG03-SS | 19603-SS | 3" | End Cap-Bird Screen | R |  | SS | T |  | 31.1 | 0 | 0% | 0 | 0 | [6 empty] | 0 | 28 | 0 | 0 | 30.5 | 0
| 0 | IFG04-SS | 19604-SS | 4" | End Cap-Bird Screen | R |  | SS | T |  | 31.1 | 0 | 0% | 0 | 0 | [6 empty] | 0 | 28 | 0 | 0 | 30.5 | 0
| 0 | IFG05-SS | 19605-SS | 5" | End Cap-Bird Screen | R |  | SS | T |  | 34 | 0 | 0% | 0 | 0 | [6 empty] | 0 | 30 | 0 | 0 | 33.3 | 0
| 0 | IFG066SS | 19606SS | 6" | End Cap-Bird Screen | R |  | SS | T |  | 36.7 | 0 | 0% | 0 | 0 | [6 empty] | 0 | 33 | 0 | 0 | 36 | 0
| 0 | IFG07-SS | 19607-SS | 7" | End Cap-Bird Screen | R |  | SS | T |  | 39.6 | 0 | 0% | 0 | 0 | [6 empty] | 0 | 35 | 0 | 0 | 38.8 | 0
| 0 | IFG08-SS | 19608-SS | 8" | End Cap-Bird Screen | R |  | SS | T |  | 42.4 | 0 | 0% | 0 | 0 | [6 empty] | 0 | 38 | 0 | 0 | 41.6 | 0
| 0 | IFG09-SS | 19609-SS | 9" | End Cap-Bird Screen | R |  | SS | T |  | 45.2 | 0 | 0% | 0 | 0 | [6 empty] | 0 | 40 | 0 | 0 | 44.3 | 0
| 0 | IFG10-SS | 19610-SS | 10" | End Cap-Bird Screen | R |  | SS | T |  | 47.1 | 0 | 0% | 0 | 0 | [6 empty] | 0 | 42 | 0 | 0 | 46.2 | 0
| 0 | IFG11-SS | 19611-SS | 11" | End Cap-Bird Screen | R |  | SS | T |  | 48 | 0 | 0% | 0 | 0 | [6 empty] | 0 | 48 | 0 | 0 | 47.1 | 0
| 0 | IFG12-SS | 19612-SS | 12" | End Cap-Bird Screen | R |  | SS | T |  | 49.1 | 0 | 0% | 0 | 0 | [6 empty] | 0 | 44 | 0 | 0 | 48.1 | 0
| 0 | IFG13-SS | 19613-SS | 13" | End Cap-Bird Screen | R |  | SS | T |  | 50.9 | 0 | 0% | 0 | 0 | [6 empty] | 0 | 51 | 0 | 0 | 49.9 | 0
| 0 | IFG14-SS | 19614-SS | 14" | End Cap-Bird Screen | R |  | SS | T |  | 51.9 | 0 | 0% | 0 | 0 | [6 empty] | 0 | 46 | 0 | 0 | 50.9 | 0
| 0 | IFG15-SS | 19615-SS | 15" | End Cap-Bird Screen | R |  | SS | T |  | 52.8 | 0 | 0% | 0 | 0 | [6 empty] | 0 | 54 | 0 | 0 | 51.8 | 0
| 0 | IFG16-SS | 19616-SS | 16" | End Cap-Bird Screen | R |  | SS | T |  | 54.7 | 0 | 0% | 0 | 0 | [6 empty] | 0 | 49 | 0 | 0 | 53.6 | 0
| 0 | IFG17-SS | 19617-SS | 17" | End Cap-Bird Screen | R |  | SS | T |  | 56.5 | 0 | 0% | 0 | 0 | [6 empty] | 0 | 57 | 0 | 0 | 55.4 | 0
| 0 | IFG18-SS | 19618-SS | 18" | End Cap-Bird Screen | R |  | SS | T |  | 58.4 | 0 | 0% | 0 | 0 | [6 empty] | 0 | 52 | 0 | 0 | 57.3 | 0
| 0 | IFG19-SS | 19619-SS | 19" | End Cap-Bird Screen | R |  | SS | T |  | 61.3 | 0 | 0% | 0 | 0 | [6 empty] | 0 | 60 | 0 | 0 | 60.1 | 0
| 0 | IFG20-SS | 19620-SS | 20" | End Cap-Bird Screen | R |  | SS | T |  | 66 | 0 | 0% | 0 | 0 | [6 empty] | 0 | 55 | 0 | 0 | 64.7 | 0
| 0 | IFG22-SS | 19622-SS | 22" | End Cap-Bird Screen | R |  | SS | T |  | 73.5 | 0 | 0% | 0 | 0 | [6 empty] | 0 | 65 | 0 | 0 | 72.1 | 0
| 0 | IFG24-SS | 19624-SS | 24" | End Cap-Bird Screen | R |  | SS | T |  | 83.1 | 0 | 0% | 0 | 0 | [9 empty] | 0 | 81.5 | 0
| 0 | 0 |  |  | Hood-SS | R | Give drawing with dimensions | SS | T |  | 0 | 0 | 0% | 0 | 0 | [6 empty] | 0 |  | 0 | 0 | 0 | 0
| 0 | 0 |  |  | Manifold-SS | R | Give drawing with dimensions | SS | T |  | 0 | 0 | 0% | 0 | 0 | [6 empty] | 0 |  | 0 | 0 | 0 | 0
| 0 | HGD02 | 18302 | 2" | Black Rubber Hose |  | verify lickup size of chop saw and panel saw |  | S |  | 3.7 | 0 | 0% | 0 | 0 | [6 empty] | 0 | 2.9 | 0 | 0 | 3.6 | 0
| 0 | HGD02 | 18302.5 | 2.5" | Black Rubber Hose |  |  |  | S |  | 4.9 | 0 | 0% | 0 | 0 | [6 empty] | 0 | 3.9 | 0 | 0 | 4.8 | 0
| 0 | HGD03 | 18303 | 3" | Black Rubber Hose |  |  |  | S |  | 5.4 | 0 | 0% | 0 | 0 | [6 empty] | 0 | 4.3 | 0 | 0 | 5.3 | 0
| 0 | HGD04 | 18304 | 4" | Black Rubber Hose |  |  |  | S |  | 6.8 | 0 | 0% | 0 | 0 | [6 empty] | 0 | 5.5 | 0 | 0 | 6.7 | 0
| 0 | HGD05 | 18305 | 5" | Black Rubber Hose |  |  |  | S |  | 7.2 | 0 | 0% | 0 | 0 | [6 empty] | 0 | 5.8 | 0 | 0 | 7.1 | 0
| 0 | HGD06 | 18306 | 6" | Black Rubber Hose |  |  |  | S |  | 8 | 0 | 0% | 0 | 0 | [6 empty] | 0 | 6.4 | 0 | 0 | 7.8 | 0
| 0 | HGD07 | 18307 | 7" | Black Rubber Hose |  |  |  | S |  | 9.2 | 0 | 0% | 0 | 0 | [6 empty] | 0 | 7.3 | 0 | 0 | 9 | 0
| 0 | HGD08 | 18308 | 8'' | Black Rubber Hose |  |  |  | S |  | 10.4 | 0 | 0% | 0 | 0 | [6 empty] | 0 | 8.3 | 0 | 0 | 10.2 | 0
| 0 | HGD09 | 18309 | 9" | Black Rubber Hose |  |  |  | S |  | 12.6 | 0 | 0% | 0 | 0 | [6 empty] | 0 | 10.1 | 0 | 0 | 12.4 | 0
| 0 | HGD10 | 18310 | 10" | Black Rubber Hose |  |  |  | S |  | 13.3 | 0 | 0% | 0 | 0 | [6 empty] | 0 | 10.6 | 0 | 0 | 13 | 0
| 0 | HGD12 | 18312 | 12" | Black Rubber Hose |  |  |  | S |  | 15.9 | 0 | 0% | 0 | 0 | [6 empty] | 0 | 12.7 | 0 | 0 | 15.6 | 0
| 0 | HGD14 | 18314 | 14" | Black Rubber Hose |  |  |  | S |  | 19.8 | 0 | 0% | 0 | 0 | [6 empty] | 0 | 15.8 | 0 | 0 | 19.4 | 0
| 0 | HGD16 | 18316 | 16" | Black Rubber Hose |  |  |  | S |  | 25.6 | 0 | 0% | 0 | 0 | [6 empty] | 0 | 20.4 | 0 | 0 | 25.1 | 0
| 0 | HGD18 | 18318 | 18" | Black Rubber Hose |  |  |  | S |  | 30.4 | 0 | 0% | 0 | 0 | [6 empty] | 0 | 24.3 | 0 | 0 | 29.8 | 0
| 0 | HGD20 | 18320 | 20" | Black Rubber Hose |  |  |  | S |  | 40.5 | 0 | 0% | 0 | 0 | [6 empty] | 0 | 32.3 | 0 | 0 | 39.7 | 0
| 0 | HGD24 | 18324 | 24" | Black Rubber Hose |  |  |  | S |  | 48.2 | 0 | 0% | 0 | 0 | [6 empty] | 0 | 38.5 | 0 | 0 | 47.3 | 0
| 0 | HGD02 -HD | 38302 | 2" | Black Rubber Hose-HD | [5 empty] | 5.1 | 0 | 0% | 0 | 0 |  |  | 2.08 | 4.16 |  |  | 0 | 4.16 | 0 | 0 | 5 | 0
| 0 | HGD02.5 -HD | 38302.5 | 2.5" | Black Rubber Hose-HD | [5 empty] | 6.8 | 0 | 0% | 0 | 0 |  |  | 2.74 | 5.48 |  |  | 0 | 5.48 | 0 | 0 | 6.7 | 0
| 0 | HGD03 -HD | 38303 | 3" | Black Rubber Hose-HD | [5 empty] | 7.7 | 0 | 0% | 0 | 0 |  |  | 3.05 | 6.1 |  |  | 0 | 6.1 | 0 | 0 | 7.5 | 0
| 0 | HGD04 -HD | 38304 | 4" | Black Rubber Hose-HD | [5 empty] | 9.8 | 0 | 0% | 0 | 0 |  |  | 3.94 | 7.88 |  |  | 0 | 7.88 | 0 | 0 | 9.6 | 0
| 0 | HGD05 -HD | 38305 | 5" | Black Rubber Hose-HD | [5 empty] | 10.3 | 0 | 0% | 0 | 0 |  |  | 4.15 | 8.3 |  |  | 0 | 8.3 | 0 | 0 | 10.1 | 0
| 0 | HGD06 -HD | 38306 | 6" | Black Rubber Hose-HD | [5 empty] | 11.4 | 0 | 0% | 0 | 0 |  |  | 4.6 | 9.2 |  |  | 0 | 9.2 | 0 | 0 | 11.2 | 0
| 0 | HGD07 -HD | 38307 | 7" | Black Rubber Hose-HD | [5 empty] | 12.9 | 0 | 0% | 0 | 0 |  |  | 5.2 | 10.4 |  |  | 0 | 10.4 | 0 | 0 | 12.6 | 0
| 0 | HGD08 -HD | 38308 | 8'' | Black Rubber Hose-HD | [5 empty] | 14.6 | 0 | 0% | 0 | 0 |  |  | 5.86 | 11.72 |  |  | 0 | 11.72 | 0 | 0 | 14.3 | 0
| 0 | HGD09 -HD | 38309 | 9" | Black Rubber Hose-HD | [5 empty] | 17.9 | 0 | 0% | 0 | 0 |  |  | 7.2 | 14.4 |  |  | 0 | 14.4 | 0 | 0 | 17.5 | 0
| 0 | HGD10 -HD | 38310 | 10" | Black Rubber Hose-HD | [5 empty] | 18.6 | 0 | 0% | 0 | 0 |  |  | 7.49 | 14.98 |  |  | 0 | 14.98 | 0 | 0 | 18.2 | 0
| 0 | HGD12 -HD | 38312 | 12" | Black Rubber Hose-HD | [5 empty] | 22.2 | 0 | 0% | 0 | 0 |  |  | 8.97 | 17.94 |  |  | 0 | 17.94 | 0 | 0 | 21.8 | 0
| 0 | HGD14 -HD | 38314 | 14" | Black Rubber Hose-HD | [5 empty] | 27.8 | 0 | 0% | 0 | 0 |  |  | 11.2 | 22.4 |  |  | 0 | 22.4 | 0 | 0 | 27.3 | 0
| 0 | HGD16 -HD | 38316 | 16" | Black Rubber Hose-HD | [5 empty] | 35.9 | 0 | 0% | 0 | 0 |  |  | 14.46 | 28.92 |  |  | 0 | 28.92 | 0 | 0 | 35.2 | 0
| 0 | HGD18 -HD | 38318 | 18" | Black Rubber Hose-HD | [5 empty] | 42.7 | 0 | 0% | 0 | 0 |  |  | 17.22 | 34.44 |  |  | 0 | 34.44 | 0 | 0 | 41.9 | 0
| 0 | HGD20 -HD | 38320 | 20" | Black Rubber Hose-HD | [5 empty] | 56.9 | 0 | 0% | 0 | 0 |  |  | 22.92 | 45.84 |  |  | 0 | 45.84 | 0 | 0 | 55.8 | 0
| 0 | HGE02 -Clr | 18402 | 2" | Clear Rubber Hose |  |  |  | S |  | 6.1 | 0 | 0% | 0 | 0 |  |  | 2.45 | 4.9 |  |  | 0 | 4.9 | 0 | 0 | 6 | 0
| 0 | HGE02.5 -Clr | 18402.5 | 2.5" | Clear Rubber Hose |  |  |  | S |  | 8.3 | 0 | 0% | 0 | 0 |  |  | 3.31 | 6.62 |  |  | 0 | 6.62 | 0 | 0 | 8.1 | 0
| 0 | HGE03 -Clr | 18403 | 3" | Clear Rubber Hose |  |  |  | S |  | 9 | 0 | 0% | 0 | 0 |  |  | 3.68 | 7.36 |  |  | 0 | 7.36 | 0 | 0 | 8.8 | 0
| 0 | HGE04 -Clr | 18404 | 4" | Clear Rubber Hose |  |  |  | S |  | 11.6 | 0 | 0% | 0 | 0 |  |  | 4.68 | 9.36 |  |  | 0 | 9.36 | 0 | 0 | 11.4 | 0
| 0 | HGE05 -Clr | 18405 | 5" | Clear Rubber Hose |  |  |  | S |  | 12.3 | 0 | 0% | 0 | 0 |  |  | 4.97 | 9.94 |  |  | 0 | 9.94 | 0 | 0 | 12.1 | 0
| 0 | HGE06 -Clr | 18406 | 6" | Clear Rubber Hose |  |  |  | S |  | 13.5 | 0 | 0% | 0 | 0 |  |  | 5.43 | 10.86 |  |  | 0 | 10.86 | 0 | 0 | 13.2 | 0
| 0 | HGE08 -Clr | 18408 | 8'' | Clear Rubber Hose |  |  |  | S |  | 17.4 | 0 | 0% | 0 | 0 |  |  | 7.02 | 14.04 |  |  | 0 | 14.04 | 0 | 0 | 17.1 | 0
| 0 | HGE10 -Clr | 18410 | 10" | Clear Rubber Hose |  |  |  | S |  | 22.3 | 0 | 0% | 0 | 0 |  |  | 9 | 18 |  |  | 0 | 18 | 0 | 0 | 21.9 | 0
| 0 | HGE12 -Clr | 18412 | 12" | Clear Rubber Hose |  |  |  | S |  | 26.8 | 0 | 0% | 0 | 0 |  |  | 10.8 | 21.6 |  |  | 0 | 21.6 | 0 | 0 | 26.3 | 0
| 0 | HGE24 -Clr | 18424 | 24" | Clear Rubber Hose | [5 empty] | 75 | 0 | 0% | 0 | 0 |  |  | 30.25 | 60.5 |  |  | 0 | 60.5 | 0 | 0 | 73.5 | 0
| 0 | HGE02 -White | 38402 | 2" | Rubber Hose-White | [5 empty] | 6.2 | 0 | 0% | 0 | 0 |  |  | 2.52 | 5.04 |  |  | 0 | 5.04 | 0 | 0 | 6.1 | 0
| 0 | HGE02.5 -White | 38402.5 | 2.5" | Rubber Hose-White | [5 empty] | 8 | 0 | 0% | 0 | 0 |  |  | 3.17 | 6.34 |  |  | 0 | 6.34 | 0 | 0 | 7.8 | 0
| 0 | HGE03 -White | 38403 | 3" | Rubber Hose-White | [5 empty] | 9.3 | 0 | 0% | 0 | 0 |  |  | 3.74 | 7.48 |  |  | 0 | 7.48 | 0 | 0 | 9.1 | 0
| 0 | HGE04 -White | 38404 | 4" | Rubber Hose-White | [5 empty] | 11.6 | 0 | 0% | 0 | 0 |  |  | 4.68 | 9.36 |  |  | 0 | 9.36 | 0 | 0 | 11.4 | 0
| 0 | HGE05 -White | 38405 | 5" | Rubber Hose-White | [5 empty] | 12.5 | 0 | 0% | 0 | 0 |  |  | 5.05 | 10.1 |  |  | 0 | 10.1 | 0 | 0 | 12.3 | 0
| 0 | HGE06 -White | 38406 | 6" | Rubber Hose-White | [5 empty] | 13.6 | 0 | 0% | 0 | 0 |  |  | 5.48 | 10.96 |  |  | 0 | 10.96 | 0 | 0 | 13.3 | 0
| 0 | HGE08 -White | 38408 | 8'' | Rubber Hose-White | [5 empty] | 17.5 | 0 | 0% | 0 | 0 |  |  | 7.06 | 14.12 |  |  | 0 | 14.12 | 0 | 0 | 17.2 | 0
| 0 | HGE10 -White | 38410 | 10" | Rubber Hose-White | [5 empty] | 22.3 | 0 | 0% | 0 | 0 |  |  | 9 | 18 |  |  | 0 | 18 | 0 | 0 | 21.9 | 0
| 0 | HGE12 -White | 38412 | 12" | Rubber Hose-White | [5 empty] | 27.2 | 0 | 0% | 0 | 0 |  |  | 10.98 | 21.96 |  |  | 0 | 21.96 | 0 | 0 | 26.7 | 0
| 0 | HGF02 -UFD | 38502 | 2" | Rubber Hose-UFD | [5 empty] | 12.3 | 0 | 0% | 0 | 0 |  |  | 4.94 | 9.88 |  |  | 0 | 9.88 | 0 | 0 | 12.1 | 0
| 0 | HGF02.5 -UFD | 38502.5 | 2.5" | Rubber Hose-UFD | [5 empty] | 12.6 | 0 | 0% | 0 | 0 |  |  | 5.14 | 10.28 |  |  | 0 | 10.28 | 0 | 0 | 12.4 | 0
| 0 | HGF03 -UFD | 38503 | 3" | Rubber Hose-UFD | [5 empty] | 13.3 | 0 | 0% | 0 | 0 |  |  | 5.34 | 10.68 |  |  | 0 | 10.68 | 0 | 0 | 13 | 0
| 0 | HGF04 -UFD | 38504 | 4" | Rubber Hose-UFD | [5 empty] | 14.6 | 0 | 0% | 0 | 0 |  |  | 5.9 | 11.8 |  |  | 0 | 11.8 | 0 | 0 | 14.3 | 0
| 0 | HGF05 -UFD | 38505 | 5" | Rubber Hose-UFD | [5 empty] | 18.9 | 0 | 0% | 0 | 0 |  |  | 7.65 | 15.3 |  |  | 0 | 15.3 | 0 | 0 | 18.5 | 0
| 0 | HGE06 -UFD | 38406 | 6" | Rubber Hose-UFD | [5 empty] | 20.4 | 0 | 0% | 0 | 0 |  |  | 8.25 | 16.5 |  |  | 0 | 16.5 | 0 | 0 | 20 | 0
| 0 | HGE07 -UFD | 38407 | 7" | Rubber Hose-UFD | [5 empty] | 24.9 | 0 | 0% | 0 | 0 |  |  | 10.03 | 20.06 |  |  | 0 | 20.06 | 0 | 0 | 24.4 | 0
| 0 | HGF08 -UFD | 38508 | 8'' | Rubber Hose-UFD | [5 empty] | 25.3 | 0 | 0% | 0 | 0 |  |  | 10.22 | 20.44 |  |  | 0 | 20.44 | 0 | 0 | 24.8 | 0
| 0 | HGF10 -UFD | 38510 | 10" | Rubber Hose-UFD | [5 empty] | 36.9 | 0 | 0% | 0 | 0 |  |  | 14.91 | 29.82 |  |  | 0 | 29.82 | 0 | 0 | 36.2 | 0
| 0 | HGF12 -UFD | 38512 | 12" | Rubber Hose-UFD | [5 empty] | 40.8 | 0 | 0% | 0 | 0 |  |  | 16.48 | 32.96 |  |  | 0 | 32.96 | 0 | 0 | 40 | 0
| 0 | HGF14 -UFD | 38514 | 14" | Rubber Hose-UFD | [5 empty] | 51.5 | 0 | 0% | 0 | 0 |  |  | 20.82 | 41.64 |  |  | 0 | 41.64 | 0 | 0 | 50.5 | 0
| 0 | HGF16 -UFD | 38516 | 16" | Rubber Hose-UFD | [5 empty] | 62.3 | 0 | 0% | 0 | 0 |  |  | 25.15 | 50.3 |  |  | 0 | 50.3 | 0 | 0 | 61.1 | 0
| 0 | HGF18 -UFD | 38518 | 18" | Rubber Hose-UFD | [5 empty] | 72.4 | 0 | 0% | 0 | 0 |  |  | 29.2 | 58.4 |  |  | 0 | 58.4 | 0 | 0 | 71 | 0
| 0 | HGG02 -S-UFD | 38602 | 2" | Rubber Hose-UFD-SD | [5 empty] | 17.1 | 0 | 0% | 0 | 0 |  |  | 6.96 | 13.92 |  |  | 0 | 13.92 | 0 | 0 | 16.8 | 0
| 0 | HGG02.5 -S-UFD | 38602.5 | 2.5" | Rubber Hose-UFD-SD | [5 empty] | 19.8 | 0 | 0% | 0 | 0 |  |  | 7.97 | 15.94 |  |  | 0 | 15.94 | 0 | 0 | 19.4 | 0
| 0 | HGG03 -S-UFD | 38603 | 3" | Rubber Hose-UFD-SD | [5 empty] | 20.9 | 0 | 0% | 0 | 0 |  |  | 8.43 | 16.86 |  |  | 0 | 16.86 | 0 | 0 | 20.5 | 0
| 0 | HGG04 -S-UFD | 38604 | 4" | Rubber Hose-UFD-SD | [5 empty] | 21.6 | 0 | 0% | 0 | 0 |  |  | 8.69 | 17.38 |  |  | 0 | 17.38 | 0 | 0 | 21.2 | 0
| 0 | HGG05 -S-UFD | 38605 | 5" | Rubber Hose-UFD-SD | [5 empty] | 29.2 | 0 | 0% | 0 | 0 |  |  | 11.75 | 23.5 |  |  | 0 | 23.5 | 0 | 0 | 28.6 | 0
| 0 | HGG06 -S-UFD | 38606 | 6" | Rubber Hose-UFD-SD | [5 empty] | 32 | 0 | 0% | 0 | 0 |  |  | 12.92 | 25.84 |  |  | 0 | 25.84 | 0 | 0 | 31.4 | 0
| 0 | HGG08 -S-UFD | 38608 | 8'' | Rubber Hose-UFD-SD | [5 empty] | 35.9 | 0 | 0% | 0 | 0 |  |  | 14.45 | 28.9 |  |  | 0 | 28.9 | 0 | 0 | 35.2 | 0
| 0 | HGG10 -S-UFD | 38610 | 10" | Rubber Hose-UFD-SD | [5 empty] | 50.6 | 0 | 0% | 0 | 0 |  |  | 20.4 | 40.8 |  |  | 0 | 40.8 | 0 | 0 | 49.6 | 0
| 0 | HGG12 -S-UFD | 38612 | 12" | Rubber Hose-UFD-SD | [5 empty] | 66.2 | 0 | 0% | 0 | 0 |  |  | 26.69 | 53.38 |  |  | 0 | 53.38 | 0 | 0 | 64.9 | 0
| 0 | HGH02 -G | 38702 | 2" | Rubber Hose-Garage- 10' lngth | [5 empty] | 98.3 | 0 | 0% | 0 | 0 |  |  | 39.68 | 79.36 |  |  | 0 | 79.36 | 0 | 0 | 96.4 | 0
| 0 | HGH02.5 -G | 38702.5 | 2.5" | Rubber Hose-Garage- 10' lngth | [5 empty] | 109.8 | 0 | 0% | 0 | 0 |  |  | 44.32 | 88.64 |  |  | 0 | 88.64 | 0 | 0 | 107.6 | 0
| 0 | HGH03 -G | 38703 | 3" | Rubber Hose-Garage- 10' lngth | [5 empty] | 120.6 | 0 | 0% | 0 | 0 |  |  | 48.68 | 97.36 |  |  | 0 | 97.36 | 0 | 0 | 118.2 | 0
| 0 | HGH04 -G | 38704 | 4" | Rubber Hose-Garage- 10' lngth | [5 empty] | 194.7 | 0 | 0% | 0 | 0 |  |  | 78.53 | 157.06 |  |  | 0 | 157.06 | 0 | 0 | 190.9 | 0
| 0 | HGH05 -G | 38705 | 5" | Rubber Hose-Garage- 10' lngth | [5 empty] | 363.4 | 0 | 0% | 0 | 0 |  |  | 146.6 | 293.2 |  |  | 0 | 293.2 | 0 | 0 | 356.3 | 0
| 0 | SGF02 -Rigid | 18502 | 2" | Rigid Steel Flex |  |  | Glv | S |  | 4.7 | 0 | 0% | 0 | 0 | [6 empty] | 0 | 3.45 | 0 | 0 | 4.6 | 0
| 0 | SGF02.5 -Rigid | 18502.54 | 2.5" | Rigid Steel Flex |  |  | Glv | S |  | 6 | 0 | 0% | 0 | 0 | [6 empty] | 0 | 4.41 | 0 | 0 | 5.9 | 0
| 0 | SGF03 -Rigid | 18503 | 3" | Rigid Steel Flex |  |  | Glv | S |  | 7.1 | 0 | 0% | 0 | 0 | [6 empty] | 0 | 5.13 | 0 | 0 | 7 | 0
| 0 | SGF04 -Rigid | 18504 | 4" | Rigid Steel Flex |  |  | Glv | S |  | 9.4 | 0 | 0% | 0 | 0 | [6 empty] | 0 | 6.81 | 0 | 0 | 9.2 | 0
| 0 | SGF05 -Rigid | 18505 | 5" | Rigid Steel Flex |  |  | Glv | S |  | 11.8 | 0 | 0% | 0 | 0 | [6 empty] | 0 | 8.52 | 0 | 0 | 11.6 | 0
| 0 | SGF06 -Rigid | 18506 | 6" | Rigid Steel Flex |  |  | Glv | S |  | 14.4 | 0 | 0% | 0 | 0 | [6 empty] | 0 | 10.41 | 0 | 0 | 14.1 | 0
| 0 | SGF07 -Rigid | 18507 | 7" | Rigid Steel Flex |  |  | Glv | S |  | 17 | 0 | 0% | 0 | 0 | [6 empty] | 0 | 12.36 | 0 | 0 | 16.7 | 0
| 0 | SGF08 -Rigid | 18508 | 8'' | Rigid Steel Flex |  |  | Glv | S |  | 19.2 | 0 | 0% | 0 | 0 | [6 empty] | 0 | 13.92 | 0 | 0 | 18.8 | 0
| 0 | SGF09 -Rigid | 18509 | 9" | Rigid Steel Flex |  |  | Glv | S |  | 21.4 | 0 | 0% | 0 | 0 | [6 empty] | 0 | 15.54 | 0 | 0 | 21 | 0
| 0 | SGF10 -Rigid | 18510 | 10" | Rigid Steel Flex |  |  | Glv | S |  | 23.7 | 0 | 0% | 0 | 0 | [6 empty] | 0 | 17.16 | 0 | 0 | 23.2 | 0
| 0 | SGF12 -Rigid | 18512 | 12" | Rigid Steel Flex |  |  | Glv | S |  | 28.4 | 0 | 0% | 0 | 0 | [6 empty] | 0 | 20.58 | 0 | 0 | 27.8 | 0
| 0 | SGG04 -Flex | 18604 | 4" | Flex Steel Hose |  |  | Glv | S |  | 25.2 | 0 | 0% | 0 | 0 | [6 empty] | 0 | 8.61 | 0 | 0 | 24.7 | 0
| 0 | SGG05 -Flex | 18605 | 5" | Flex Steel Hose |  |  | Glv | S |  | 31.4 | 0 | 0% | 0 | 0 | [6 empty] | 0 | 10.71 | 0 | 0 | 30.8 | 0
| 0 | SGG06 -Flex | 18606 | 6" | Flex Steel Hose |  |  | Glv | S |  | 37.7 | 0 | 0% | 0 | 0 | [6 empty] | 0 | 13.17 | 0 | 0 | 37 | 0
| 0 | SGG07 -Flex | 18607 | 7" | Flex Steel Hose |  |  | Glv | S |  | 44.1 | 0 | 0% | 0 | 0 | [6 empty] | 0 | 15.54 | 0 | 0 | 43.2 | 0
| 0 | SGG08 -Flex | 18608 | 8'' | Flex Steel Hose |  |  | Glv | S |  | 50.3 | 0 | 0% | 0 | 0 | [6 empty] | 0 | 17.46 | 0 | 0 | 49.3 | 0
| 0 | HWC02 -Clmp | 17202 | 2" | Worm Clamp |  |  | SS | S |  | 2.6 | 0 | 0% | 0 | 0 | [6 empty] | 0 | 2 | 0 | 0 | 2.5 | 0
| 0 | HWC03 -Clmp | 17203 | 3" | Worm Clamp |  |  | SS | S |  | 3.5 | 0 | 0% | 0 | 0 | [6 empty] | 0 | 2.7 | 0 | 0 | 3.4 | 0
| 0 | HWC04 -Clmp | 17204 | 4" | Worm Clamp |  |  | SS | S |  | 3.8 | 0 | 0% | 0 | 0 | [6 empty] | 0 | 2.9 | 0 | 0 | 3.7 | 0
| 0 | HWC05 -Clmp | 17205 | 5" | Worm Clamp |  |  | SS | S |  | 4.9 | 0 | 0% | 0 | 0 | [6 empty] | 0 | 3.8 | 0 | 0 | 4.8 | 0
| 0 | HWC06 -Clmp | 17206 | 6" | Worm Clamp |  |  | SS | S |  | 5.1 | 0 | 0% | 0 | 0 | [6 empty] | 0 | 3.9 | 0 | 0 | 5 | 0
| 0 | HWC08 -Clmp | 17208 | 8'' | Worm Clamp |  |  | SS | S |  | 6.4 | 0 | 0% | 0 | 0 | [6 empty] | 0 | 4.9 | 0 | 0 | 6.3 | 0
| 0 | HWC10 -Clmp | 17210 | 10" | Worm Clamp |  |  | SS | S |  | 6.8 | 0 | 0% | 0 | 0 | [6 empty] | 0 | 5.3 | 0 | 0 | 6.7 | 0
| 0 | HWC12 -Clmp | 17212 | 12" | Worm Clamp |  |  | SS | S |  | 7.5 | 0 | 0% | 0 | 0 | [6 empty] | 0 | 5.8 | 0 | 0 | 7.4 | 0
| 0 | SGF02 -Rigid-SS | 18502-SS | 2" | Rigid Steel Flex |  |  | SS | S |  | 0 | 0 | 0% | 0 | 0 | [6 empty] | 0 | a | 0 | 0 | 0 | 0
| 0 | SGF02 -Rigid-SS | 18502.5-SS | 2.5" | Rigid Steel Flex |  |  | SS | S |  | 0 | 0 | 0% | 0 | 0 | [7 empty] | a |  | 0 | 0 | 0
| 0 | SGF03 -Rigid-SS | 18503-SS | 3" | Rigid Steel Flex |  |  | SS | S |  | 0 | 0 | 0% | 0 | 0 | [7 empty] | a | 0 | 0 | 0 | 0
| 0 | SGF04 -Rigid-SS | 18504-SS | 4" | Rigid Steel Flex |  |  | SS | S |  | 0 | 0 | 0% | 0 | 0 | [7 empty] | a | 0 | 0 | 0 | 0
| 0 | SGF05 -Rigid-SS | 18505-SS | 5" | Rigid Steel Flex |  |  | SS | S |  | 0 | 0 | 0% | 0 | 0 | [7 empty] | a | 0 | 0 | 0 | 0
| 0 | SGF06 -Rigid-SS | 18506-SS | 6" | Rigid Steel Flex |  |  | SS | S |  | 0 | 0 | 0% | 0 | 0 | [7 empty] | a | 0 | 0 | 0 | 0
| 0 | SGF07 -Rigid-SS | 18507-SS | 7" | Rigid Steel Flex |  |  | SS | S |  | 0 | 0 | 0% | 0 | 0 | [7 empty] | a | 0 | 0 | 0 | 0
| 0 | SGF08 -Rigid-SS | 18508-SS | 8'' | Rigid Steel Flex |  |  | SS | S |  | 0 | 0 | 0% | 0 | 0 | [7 empty] | a | 0 | 0 | 0 | 0
| 0 | SGF09 -Rigid-SS | 18509-SS | 9" | Rigid Steel Flex |  |  | SS | S |  | 0 | 0 | 0% | 0 | 0 | [7 empty] | a | 0 | 0 | 0 | 0
| 0 | SGF10 -Rigid-SS | 18510-SS | 10" | Rigid Steel Flex |  |  | SS | S |  | 0 | 0 | 0% | 0 | 0 | [7 empty] | a | 0 | 0 | 0 | 0
| 0 | SGF12 -Rigid-SS | 18512-SS | 12" | Rigid Steel Flex |  |  | SS | S |  | 0 | 0 | 0% | 0 | 0 | [7 empty] | a | 0 | 0 | 0 | 0
| 0 | IWB003 | 17100.3 | #3 | K-wick Hanger #3-15'cable |  |  |  | S |  | 14.9 | 0 | 0% | 0 | 0 | [6 empty] | 0 | 10.14 | 0 | 0 | 14.6 | 0
| 0 | IWB004 | 17100.4 | #4 | K-wick Hanger #4-15'cable |  |  |  | S |  | 28.2 | 0 | 0% | 0 | 0 | [6 empty] | 0 | 19.21 | 0 | 0 | 27.6 | 0
| 0 | IWB005 | 17100.5 | #5 | K-wick Hanger #5-15'cable |  |  |  | S |  | 36.9 | 0 | 0% | 0 | 0 | [6 empty] | 0 | 25.3 | 0 | 0 | 36.2 | 0
| 0 | FDA04 | 20004 | 4" | 5' Flanged Duct | F |  | Glv | P |  | 42.8 | 0 | 0% | 0 | 0 | [6 empty] | 0 | 31 | 0 | 0 | 42 | 0
| 0 | FDA05 | 20005 | 5" | 5' Flanged Duct | F |  | Glv | P |  | 45.7 | 0 | 0% | 0 | 0 | [6 empty] | 0 | 33 | 0 | 0 | 44.8 | 0
| 0 | FDA06 | 20006 | 6" | 5' Flanged Duct | F |  | Glv | P |  | 48.5 | 0 | 0% | 0 | 0 | [6 empty] | 0 | 35 | 0 | 0 | 47.5 | 0
| 0 | FDA07 | 20007 | 7" | 5' Flanged Duct | F |  | Glv | P |  | 54.1 | 0 | 0% | 0 | 0 | [6 empty] | 0 | 39 | 0 | 0 | 53 | 0
| 0 | FDA08 | 20008 | 8" | 5' Flanged Duct | F |  | Glv | P |  | 61 | 0 | 0% | 0 | 0 | [6 empty] | 0 | 44 | 0 | 0 | 59.8 | 0
| 0 | FDA09 | 20009 | 9" | 5' Flanged Duct | F |  | Glv | P |  | 63.8 | 0 | 0% | 0 | 0 | [6 empty] | 0 | 46 | 0 | 0 | 62.5 | 0
| 0 | FDA10 | 20010 | 10" | 5' Flanged Duct | F |  | Glv | P |  | 67.7 | 0 | 0% | 0 | 0 | [6 empty] | 0 | 49 | 0 | 0 | 66.4 | 0
| 0 | FDA11 | 20011 | 11" | 5' Flanged Duct | F |  | Glv | P |  | 73.3 | 0 | 0% | 0 | 0 | [6 empty] | 0 | 53 | 0 | 0 | 71.9 | 0
| 0 | FDA12 | 20012 | 12" | 5' Flanged Duct | F |  | Glv | P |  | 84.5 | 0 | 0% | 0 | 0 | [6 empty] | 0 | 61 | 0 | 0 | 82.8 | 0
| 0 | FDA13 | 20013 | 13" | 5' Flanged Duct | F |  | Glv | P |  | 94.1 | 0 | 0% | 0 | 0 | [6 empty] | 0 | 68 | 0 | 0 | 92.3 | 0
| 0 | FDA14 | 20014 | 14" | 5' Flanged Duct | F |  | Glv | P |  | 105.3 | 0 | 0% | 0 | 0 | [6 empty] | 0 | 76 | 0 | 0 | 103.2 | 0
| 0 | FDA15 | 20015 | 15" | 5' Flanged Duct | F |  | Glv | P |  | 117.6 | 0 | 0% | 0 | 0 | [6 empty] | 0 | 85 | 0 | 0 | 115.3 | 0
| 0 | FDA16 | 20016 | 16" | 5' Flanged Duct | F |  | Glv | P |  | 121.8 | 0 | 0% | 0 | 0 | [6 empty] | 0 | 88 | 0 | 0 | 119.4 | 0
| 0 | FDA17 | 20017 | 17" | 5' Flanged Duct | F |  | Glv | P |  | 124.6 | 0 | 0% | 0 | 0 | [6 empty] | 0 | 90 | 0 | 0 | 122.2 | 0
| 0 | FDA18 | 20018 | 18" | 5' Flanged Duct | F |  | Glv | P |  | 138.4 | 0 | 0% | 0 | 0 | [6 empty] | 0 | 100 | 0 | 0 | 135.7 | 0
| 0 | FDA19 | 20019 | 19" | 5' Flanged Duct | F |  | Glv | P |  | 153.6 | 0 | 0% | 0 | 0 | [6 empty] | 0 | 111 | 0 | 0 | 150.6 | 0
| 0 | FDA20 | 20020 | 20" | 5' Flanged Duct | F |  | Glv | P |  | 170.3 | 0 | 0% | 0 | 0 | [6 empty] | 0 | 123 | 0 | 0 | 167 | 0
| 0 | FDA22 | 20022 | 22" | 5' Flanged Duct | F |  | Glv | P |  | 177.2 | 0 | 0% | 0 | 0 | [6 empty] | 0 | 128 | 0 | 0 | 173.7 | 0
| 0 | FDA24 | 20024 | 24" | 5' Flanged Duct | F |  | Glv | P |  | 186.9 | 0 | 0% | 0 | 0 | [6 empty] | 0 | 135 | 0 | 0 | 183.2 | 0
| 0 | FDA26 | 20026 | 26" | 5' Flanged Duct | F |  | Glv | P |  | 207.7 | 0 | 0% | 0 | 0 | [6 empty] | 0 | 150 | 0 | 0 | 203.6 | 0
| 0 | FDA28 | 20028 | 28" | 5' Flanged Duct | F |  | Glv | P |  | 236.7 | 0 | 0% | 0 | 0 | [6 empty] | 0 | 171 | 0 | 0 | 232.1 | 0
| 0 | FDA30 | 20030 | 30" | 5' Flanged Duct | F |  | Glv | P |  | 247.9 | 0 | 0% | 0 | 0 | [6 empty] | 0 | 179 | 0 | 0 | 243 | 0
| 0 | FDA32 | 20032 | 32" | 5' Flanged Duct | F |  | Glv | P |  | 274.2 | 0 | 0% | 0 | 0 | [6 empty] | 0 | 198 | 0 | 0 | 268.8 | 0
| 0 | FDA34 | 20034 | 34" | 5' Flanged Duct | F |  | Glv | P |  | 289.3 | 0 | 0% | 0 | 0 | [6 empty] | 0 | 209 | 0 | 0 | 283.6 | 0
| 0 | FDA36 | 20036 | 36" | 5' Flanged Duct | F |  | Glv | P |  | 326.7 | 0 | 0% | 0 | 0 | [6 empty] | 0 | 236 | 0 | 0 | 320.3 | 0
| 0 | FDA38 | 20038 | 38" | 5' Flanged Duct | F |  | Glv | P |  | 364.1 | 0 | 0% | 0 | 0 | [6 empty] | 0 | 263 | 0 | 0 | 357 | 0
| 0 | FDA40 | 20040 | 40" | 5' Flanged Duct | F |  | Glv | P |  | 402.9 | 0 | 0% | 0 | 0 | [6 empty] | 0 | 291 | 0 | 0 | 395 | 0
| 0 | FDA42 | 20042 | 42" | 5' Flanged Duct | F |  | Glv | P |  | 440.3 | 0 | 0% | 0 | 0 | [6 empty] | 0 | 318 | 0 | 0 | 431.7 | 0
| 0 | FDA44 | 20044 | 44" | 5' Flanged Duct | F |  | Glv | P |  | 479 | 0 | 0% | 0 | 0 | [6 empty] | 0 | 346 | 0 | 0 | 469.6 | 0
| 0 | FDA46 | 20046 | 46" | 5' Flanged Duct | F |  | Glv | P |  | 516.4 | 0 | 0% | 0 | 0 | [6 empty] | 0 | 373 | 0 | 0 | 506.3 | 0
| 0 | FDA48 | 20048 | 48" | 5' Flanged Duct | F |  | Glv | P |  | 538.6 | 0 | 0% | 0 | 0 | [6 empty] | 0 | 389 | 0 | 0 | 528 | 0
| 0 | FED04.90 | 22304.9 | 4" | 90 deg El 1.5D Stitch Welded | F |  | Glv | E |  | 47.4 | 0 | 0% | 0 | 0 | [6 empty] | 0 | 34.2 | 0 | 0 | 46.5 | 0
| 0 | FED05.90 | 22305.9 | 5" | 90 deg El 1.5D Stitch Welded | F |  | Glv | E |  | 58.3 | 0 | 0% | 0 | 0 | [6 empty] | 0 | 42.2 | 0 | 0 | 57.2 | 0
| 0 | FED06.90 | 22306.9 | 6" | 90 deg El 1.5D Stitch Welded | F |  | Glv | E |  | 58.8 | 0 | 0% | 0 | 0 | [6 empty] | 0 | 42.4 | 0 | 0 | 57.6 | 0
| 0 | FED07.90 | 22307.9 | 7" | 90 deg El 1.5D Stitch Welded | F |  | Glv |  |  |  | 0 | 0 | 0 | [10 empty] | 0 |  | 0
| 0 | FED08.90 | 22308.9 | 8" | 90 deg El 1.5D Stitch Welded | F |  | Glv |  |  |  | 0 | 0 | 0 | [10 empty] | 0 |  | 0
| 0 | FED09.90 | 22309.9 | 9" | 90 deg El 1.5D Stitch Welded | F |  | Glv |  |  |  | 0 | 0 | 0 | [10 empty] | 0 |  | 0
| 0 | FED10.90 | 22310.9 | 10" | 90 deg El 1.5D Stitch Welded | F |  | Glv |  |  |  | 0 | 0 | 0 | [10 empty] | 0 |  | 0
| 0 | FED12.90 | 22312.9 | 12" | 90 deg El 1.5D Stitch Welded | F |  | Glv |  |  |  | 0 | 0 | 0 | [10 empty] | 0 |  | 0
| 0 | FEE04.90 | 22404.9 | 4" | 90 deg El 1.5D Tubed | F |  | Glv |  |  |  | 0 | 0 | 0 | [10 empty] | 0 |  | 0
| 0 | FEE05.90 | 22405.9 | 5" | 90 deg El 1.5D Tubed | F |  | Glv |  |  |  | 0 | 0 | 0 | [10 empty] | 0 |  | 0
| 0 | FEE06.90 | 22406.9 | 6" | 90 deg El 1.5D Tubed | F |  | Glv |  |  |  | 0 | 0 | 0 | [10 empty] | 0 |  | 0
| 0 | FEE08.90 | 22408.9 | 8" | 90 deg El 1.5D Tubed | F |  | Glv |  |  |  | 0 | 0 | 0 | [10 empty] | 0 |  | 0
| 0 | FEA07.90 | 22007.9 | 7" | 90 deg El 1.5D Gored/Segmented | F |  | Glv | E |  | 84.7 | 0 | 0% | 0 | 0 | [6 empty] | 0 | 61.2 | 0 | 0 | 83 | 0
| 0 | FEA08.90 | 22008.9 | 8" | 90 deg El 1.5D Gored/Segmented | F |  | Glv | E |  | 117.2 | 0 | 0% | 0 | 0 | [6 empty] | 0 | 84.7 | 0 | 0 | 114.9 | 0
| 0 | FEA09.90 | 22009.9 | 9" | 90 deg El 1.5D Gored/Segmented | F |  | Glv | E |  | 125.3 | 0 | 0% | 0 | 0 | [6 empty] | 0 | 90.5 | 0 | 0 | 122.8 | 0
| 0 | FEA10.90 | 22010.9 | 10" | 90 deg El 1.5D Gored/Segmented | F |  | Glv | E |  | 133.4 | 0 | 0% | 0 | 0 | [6 empty] | 0 | 96.3 | 0 | 0 | 130.8 | 0
| 0 | FEA11.90 | 22011.9 | 11" | 90 deg El 1.5D Gored/Segmented | F |  | Glv | E |  | 151.7 | 0 | 0% | 0 | 0 | [6 empty] | 0 | 109.6 | 0 | 0 | 148.7 | 0
| 0 | FEA12.90 | 22012.9 | 12" | 90 deg El 1.5D Gored/Segmented | F |  | Glv | E |  | 172.9 | 0 | 0% | 0 | 0 | [6 empty] | 0 | 124.8 | 0 | 0 | 169.5 | 0
| 0 | FEA13.90 | 22013.9 | 13" | 90 deg El 1.5D Gored/Segmented | F |  | Glv | E |  | 182.8 | 0 | 0% | 0 | 0 | [6 empty] | 0 | 132 | 0 | 0 | 179.2 | 0
| 0 | FEA14.90 | 22014.9 | 14" | 90 deg El 1.5D Gored/Segmented | F |  | Glv | E |  | 191.6 | 0 | 0% | 0 | 0 | [6 empty] | 0 | 138.3 | 0 | 0 | 187.8 | 0
| 0 | FEA15.90 | 22015.9 | 15" | 90 deg El 1.5D Gored/Segmented | F |  | Glv | E |  | 203.5 | 0 | 0% | 0 | 0 | [6 empty] | 0 | 147 | 0 | 0 | 199.5 | 0
| 0 | FEA16.90 | 22016.9 | 16" | 90 deg El 1.5D Gored/Segmented | F |  | Glv | E |  | 215.5 | 0 | 0% | 0 | 0 | [6 empty] | 0 | 155.7 | 0 | 0 | 211.3 | 0
| 0 | FEA17.90 | 22017.9 | 17" | 90 deg El 1.5D Gored/Segmented | F |  | Glv | E |  | 245 | 0 | 0% | 0 | 0 | [6 empty] | 0 | 177 | 0 | 0 | 240.2 | 0
| 0 | FEA18.90 | 22018.9 | 18" | 90 deg El 1.5D Gored/Segmented | F |  | Glv | E |  | 275.4 | 0 | 0% | 0 | 0 | [6 empty] | 0 | 199 | 0 | 0 | 270 | 0
| 0 | FEA19.90 | 22019.9 | 19" | 90 deg El 1.5D Gored/Segmented | F |  | Glv | E |  | 294.9 | 0 | 0% | 0 | 0 | [6 empty] | 0 | 213 | 0 | 0 | 289.1 | 0
| 0 | FEA20.90 | 22020.9 | 20" | 90 deg El 1.5D Gored/Segmented | F |  | Glv | E |  | 312.9 | 0 | 0% | 0 | 0 | [6 empty] | 0 | 226 | 0 | 0 | 306.8 | 0
| 0 | FEA22.90 | 22022.9 | 22" | 90 deg El 1.5D Gored/Segmented | F |  | Glv | E |  | 387.6 | 0 | 0% | 0 | 0 | [6 empty] | 0 | 280 | 0 | 0 | 380 | 0
| 0 | FEA24.90 | 22024.9 | 24" | 90 deg El 1.5D Gored/Segmented | F |  | Glv | E |  | 437.5 | 0 | 0% | 0 | 0 | [6 empty] | 0 | 316 | 0 | 0 | 428.9 | 0
| 0 | FEA26.90 | 22026.9 | 26" | 90 deg El 1.5D Gored/Segmented | F |  | Glv | E |  | 510 | 0 | 0% | 0 | 0 | [6 empty] | 0 | 368.4 | 0 | 0 | 500 | 0
| 0 | FEA28.90 | 22028.9 | 28" | 90 deg El 1.5D Gored/Segmented | F |  | Glv | E |  | 626.2 | 0 | 0% | 0 | 0 | [6 empty] | 0 | 452.3 | 0 | 0 | 613.9 | 0
| 0 | FEA30.90 | 22030.9 | 30" | 90 deg El 1.5D Gored/Segmented | F |  | Glv | E |  | 642.5 | 0 | 0% | 0 | 0 | [6 empty] | 0 | 464.2 | 0 | 0 | 629.9 | 0
| 0 | FEA32.90 | 22032.9 | 32" | 90 deg El 1.5D Gored/Segmented | F |  | Glv | E |  | 807.9 | 0 | 0% | 0 | 0 | [6 empty] | 0 | 583.7 | 0 | 0 | 792.1 | 0
| 0 | FEA34.90 | 22034.9 | 34" | 90 deg El 1.5D Gored/Segmented | F |  | Glv | E |  | 911.7 | 0 | 0% | 0 | 0 | [6 empty] | 0 | 658.5 | 0 | 0 | 893.8 | 0
| 0 | FEA36.90 | 22036.9 | 36" | 90 deg El 1.5D Gored/Segmented | F |  | Glv | E |  | 1059.8 | 0 | 0% | 0 | 0 | [6 empty] | 0 | 765.5 | 0 | 0 | 1039 | 0
| 0 | FEA38.90 | 22038.9 | 38" | 90 deg El 1.5D Gored/Segmented | F |  | Glv | E |  | 1207.9 | 0 | 0% | 0 | 0 | [6 empty] | 0 | 872.5 | 0 | 0 | 1184.2 | 0
| 0 | FEA40.90 | 22040.9 | 40" | 90 deg El 1.5D Gored/Segmented | F |  | Glv | E |  | 1355.9 | 0 | 0% | 0 | 0 | [6 empty] | 0 | 979.4 | 0 | 0 | 1329.3 | 0
| 0 | FEA42.90 | 22042.9 | 42" | 90 deg El 1.5D Gored/Segmented | F |  | Glv | E |  | 1504 | 0 | 0% | 0 | 0 | [6 empty] | 0 | 1086.4 | 0 | 0 | 1474.5 | 0
| 0 | FEA44.90 | 22044.9 | 44" | 90 deg El 1.5D Gored/Segmented | F |  | Glv | E |  | 1652 | 0 | 0% | 0 | 0 | [6 empty] | 0 | 1193.3 | 0 | 0 | 1619.6 | 0
| 0 | FEA46.90 | 22046.9 | 46" | 90 deg El 1.5D Gored/Segmented | F |  | Glv | E |  | 1800.1 | 0 | 0% | 0 | 0 | [6 empty] | 0 | 1300.3 | 0 | 0 | 1764.8 | 0
| 0 | FEA48.90 | 22048.9 | 48" | 90 deg El 1.5D Gored/Segmented | F |  | Glv | E |  | 1948 | 0 | 0% | 0 | 0 | [6 empty] | 0 | 1407.2 | 0 | 0 | 1909.8 | 0
| 0 | FED04.60 | 22304.6 | 4" | 60 deg El 1.5D Stitch Welded | F |  | Glv | E |  | 52.5 | 0 | 0% | 0 | 0 | [6 empty] | 0 | 38 | 0 | 0 | 51.5 | 0
| 0 | FED05.60 | 22305.6 | 5" | 60 deg El 1.5D Stitch Welded | F |  | Glv | E |  | 55.4 | 0 | 0% | 0 | 0 | [6 empty] | 0 | 40 | 0 | 0 | 54.3 | 0
| 0 | FED06.60 | 22306.6 | 6" | 60 deg El 1.5D Stitch Welded | F |  | Glv | E |  | 69.3 | 0 | 0% | 0 | 0 | [6 empty] | 0 | 50 | 0 | 0 | 67.9 | 0
| 0 | FED07.60 | 22307.6 | 7" | 60 deg El 1.5D Stitch Welded | F |  | Glv |  |  | 0 |  | 0% | 0 | 0 | [9 empty] | 0 |  | 0
| 0 | FED08.60 | 22308.6 | 8" | 60 deg El 1.5D Stitch Welded | F |  | Glv |  |  | 0 |  | 0% | 0 | 0 | [9 empty] | 0 |  | 0
| 0 | FED09.60 | 22309.6 | 9" | 60 deg El 1.5D Stitch Welded | F |  | Glv |  |  | 0 |  | 0% | 0 | 0 | [9 empty] | 0 |  | 0
| 0 | FED10.60 | 22310.6 | 10" | 60 deg El 1.5D Stitch Welded | F |  | Glv |  |  | 0 |  | 0% | 0 | 0 | [9 empty] | 0 |  | 0
| 0 | FED12.60 | 22312.6 | 12" | 60 deg El 1.5D Stitch Welded | F |  | Glv |  |  | 0 |  | 0% | 0 | 0 | [9 empty] | 0 |  | 0
| 0 | FEE04.60 | 22404.6 | 4" | 60 deg El 1.5D Tubed | F |  | Glv |  |  | 0 |  | 0% | 0 | 0 | [9 empty] | 0 |  | 0
| 0 | FEE05.60 | 22405.6 | 5" | 60 deg El 1.5D Tubed | F |  | Glv |  |  | 0 |  | 0% | 0 | 0 | [9 empty] | 0 |  | 0
| 0 | FEE06.60 | 22406.6 | 6" | 60 deg El 1.5D Tubed | F |  | Glv |  |  | 0 |  | 0% | 0 | 0 | [9 empty] | 0 |  | 0
| 0 | FEE08.60 | 22408.6 | 8" | 60 deg El 1.5D Tubed | F |  | Glv |  |  | 0 |  | 0% | 0 | 0 | [9 empty] | 0 |  | 0
| 0 | FEA07.60 | 22007.6 | 7" | 60 deg El 1.5D Gored/Segmented | F |  | Glv | E |  | 84.5 | 0 | 0% | 0 | 0 | [6 empty] | 0 | 61 | 0 | 0 | 82.8 | 0
| 0 | FEA08.60 | 22008.6 | 8" | 60 deg El 1.5D Gored/Segmented | F |  | Glv | E |  | 102.4 | 0 | 0% | 0 | 0 | [6 empty] | 0 | 74 | 0 | 0 | 100.4 | 0
| 0 | FEA09.60 | 22009.6 | 9" | 60 deg El 1.5D Gored/Segmented | F |  | Glv | E |  | 109.4 | 0 | 0% | 0 | 0 | [6 empty] | 0 | 79 | 0 | 0 | 107.3 | 0
| 0 | FEA10.60 | 22010.6 | 10" | 60 deg El 1.5D Gored/Segmented | F |  | Glv | E |  | 124.6 | 0 | 0% | 0 | 0 | [6 empty] | 0 | 90 | 0 | 0 | 122.2 | 0
| 0 | FEA11.60 | 22011.6 | 11" | 60 deg El 1.5D Gored/Segmented | F |  | Glv | E |  | 134.2 | 0 | 0% | 0 | 0 | [6 empty] | 0 | 97 | 0 | 0 | 131.6 | 0
| 0 | FEA12.60 | 22012.6 | 12" | 60 deg El 1.5D Gored/Segmented | F |  | Glv | E |  | 143.9 | 0 | 0% | 0 | 0 | [6 empty] | 0 | 104 | 0 | 0 | 141.1 | 0
| 0 | FEA13.60 | 22013.6 | 13" | 60 deg El 1.5D Gored/Segmented | F |  | Glv | E |  | 156.5 | 0 | 0% | 0 | 0 | [6 empty] | 0 | 113 | 0 | 0 | 153.4 | 0
| 0 | FEA14.60 | 22014.6 | 14" | 60 deg El 1.5D Gored/Segmented | F |  | Glv | E |  | 168.9 | 0 | 0% | 0 | 0 | [6 empty] | 0 | 122 | 0 | 0 | 165.6 | 0
| 0 | FEA15.60 | 22015.6 | 15" | 60 deg El 1.5D Gored/Segmented | F |  | Glv | E |  | 188.3 | 0 | 0% | 0 | 0 | [6 empty] | 0 | 136 | 0 | 0 | 184.6 | 0
| 0 | FEA16.60 | 22016.6 | 16" | 60 deg El 1.5D Gored/Segmented | F |  | Glv | E |  | 207.7 | 0 | 0% | 0 | 0 | [6 empty] | 0 | 150 | 0 | 0 | 203.6 | 0
| 0 | FEA17.60 | 22017.6 | 17" | 60 deg El 1.5D Gored/Segmented | F |  | Glv | E |  | 218.8 | 0 | 0% | 0 | 0 | [6 empty] | 0 | 158 | 0 | 0 | 214.5 | 0
| 0 | FEA18.60 | 22018.6 | 18" | 60 deg El 1.5D Gored/Segmented | F |  | Glv | E |  | 229.8 | 0 | 0% | 0 | 0 | [6 empty] | 0 | 166 | 0 | 0 | 225.3 | 0
| 0 | FEA19.60 | 22019.6 | 19" | 60 deg El 1.5D Gored/Segmented | F |  | Glv | E |  | 253.4 | 0 | 0% | 0 | 0 | [6 empty] | 0 | 183 | 0 | 0 | 248.4 | 0
| 0 | FEA20.60 | 22020.6 | 20" | 60 deg El 1.5D Gored/Segmented | F |  | Glv | E |  | 276.8 | 0 | 0% | 0 | 0 | [6 empty] | 0 | 200 | 0 | 0 | 271.4 | 0
| 0 | FEA22.60 | 22022.6 | 22" | 60 deg El 1.5D Gored/Segmented | F |  | Glv | E |  | 321.2 | 0 | 0% | 0 | 0 | [6 empty] | 0 | 232 | 0 | 0 | 314.9 | 0
| 0 | FEA24.60 | 22024.6 | 24" | 60 deg El 1.5D Gored/Segmented | F |  | Glv | E |  | 347.4 | 0 | 0% | 0 | 0 | [6 empty] | 0 | 250.9 | 0 | 0 | 340.6 | 0
| 0 | FEA26.60 | 22026.6 | 26" | 60 deg El 1.5D Gored/Segmented | F |  | Glv | E |  | 391 | 0 | 0% | 0 | 0 | [6 empty] | 0 | 282.5 | 0 | 0 | 383.3 | 0
| 0 | FEA28.60 | 22028.6 | 28" | 60 deg El 1.5D Gored/Segmented | F |  | Glv | E |  | 444.3 | 0 | 0% | 0 | 0 | [6 empty] | 0 | 321 | 0 | 0 | 435.6 | 0
| 0 | FEA30.60 | 22030.6 | 30" | 60 deg El 1.5D Gored/Segmented | F |  | Glv | E |  | 516.8 | 0 | 0% | 0 | 0 | [6 empty] | 0 | 373.3 | 0 | 0 | 506.7 | 0
| 0 | FEA32.60 | 22032.6 | 32" | 60 deg El 1.5D Gored/Segmented | F |  | Glv | E |  | 598.7 | 0 | 0% | 0 | 0 | [6 empty] | 0 | 432.6 | 0 | 0 | 587 | 0
| 0 | FEA34.60 | 22034.6 | 34" | 60 deg El 1.5D Gored/Segmented | F |  | Glv | E |  | 801 | 0 | 0% | 0 | 0 | [6 empty] | 0 | 578.6 | 0 | 0 | 785.3 | 0
| 0 | FEA36.60 | 22036.6 | 36" | 60 deg El 1.5D Gored/Segmented | F |  | Glv | E |  | 1003.3 | 0 | 0% | 0 | 0 | [6 empty] | 0 | 724.7 | 0 | 0 | 983.6 | 0
| 0 | FEA38.60 | 22038.6 | 38" | 60 deg El 1.5D Gored/Segmented | F |  | Glv | E |  | 1205.5 | 0 | 0% | 0 | 0 | [6 empty] | 0 | 870.8 | 0 | 0 | 1181.9 | 0
| 0 | FEA40.60 | 22040.6 | 40" | 60 deg El 1.5D Gored/Segmented | F |  | Glv | E |  | 1407.6 | 0 | 0% | 0 | 0 | [6 empty] | 0 | 1016.8 | 0 | 0 | 1380 | 0
| 0 | FEA42.60 | 22042.6 | 42" | 60 deg El 1.5D Gored/Segmented | F |  | Glv | E |  | 1609.9 | 0 | 0% | 0 | 0 | [6 empty] | 0 | 1162.9 | 0 | 0 | 1578.3 | 0
| 0 | FEA44.60 | 22044.6 | 44" | 60 deg El 1.5D Gored/Segmented | F |  | Glv | E |  | 1812.1 | 0 | 0% | 0 | 0 | [6 empty] | 0 | 1309 | 0 | 0 | 1776.6 | 0
| 0 | FEA46.60 | 22046.6 | 46" | 60 deg El 1.5D Gored/Segmented | F |  | Glv | E |  | 2014.3 | 0 | 0% | 0 | 0 | [6 empty] | 0 | 1455 | 0 | 0 | 1974.8 | 0
| 0 | FEA48.60 | 22048.6 | 48" | 60 deg El 1.5D Gored/Segmented | F |  | Glv | E |  | 2216.6 | 0 | 0% | 0 | 0 | [6 empty] | 0 | 1601.1 | 0 | 0 | 2173.1 | 0
| 0 | FED04.45 | 22304.45 | 4" | 45 deg El 1.5D Stitch Welded | F |  | Glv | E |  | 47 | 0 | 0% | 0 | 0 | [6 empty] | 0 | 34 | 0 | 0 | 46.1 | 0
| 0 | FED05.45 | 22305.45 | 5" | 45 deg El 1.5D Stitch Welded | F |  | Glv | E |  | 51.2 | 0 | 0% | 0 | 0 | [6 empty] | 0 | 37 | 0 | 0 | 50.2 | 0
| 0 | FED06.45 | 22306.45 | 6" | 45 deg El 1.5D Stitch Welded | F |  | Glv | E |  | 62.2 | 0 | 0% | 0 | 0 | [6 empty] | 0 | 45 | 0 | 0 | 61 | 0
| 0 | FED07.45 | 22307.45 | 7" | 45 deg El 1.5D Stitch Welded | F |  | Glv |  |  | 0 | 0 | 0% | 0 | 0 | [9 empty] | 0 |  | 0
| 0 | FED08.45 | 22308.45 | 8" | 45 deg El 1.5D Stitch Welded | F |  | Glv |  |  | 0 | 0 | 0% | 0 | 0 | [9 empty] | 0 |  | 0
| 0 | FED09.45 | 22309.45 | 9" | 45 deg El 1.5D Stitch Welded | F |  | Glv |  |  | 0 | 0 | 0% | 0 | 0 | [9 empty] | 0 |  | 0
| 0 | FED10.45 | 22310.45 | 10" | 45 deg El 1.5D Stitch Welded | F |  | Glv |  |  | 0 | 0 | 0% | 0 | 0 | [9 empty] | 0 |  | 0
| 0 | FED12.45 | 22312.45 | 12" | 45 deg El 1.5D Stitch Welded | F |  | Glv |  |  | 0 | 0 | 0% | 0 | 0 | [9 empty] | 0 |  | 0
| 0 | FEE04.45 | 22404.45 | 4" | 45deg El 1.5D Tubed | F |  | Glv |  |  | 0 | 0 | 0% | 0 | 0 | [9 empty] | 0 |  | 0
| 0 | FEE05.45 | 22405.45 | 5" | 45deg El 1.5D Tubed | F |  | Glv |  |  | 0 | 0 | 0% | 0 | 0 | [9 empty] | 0 |  | 0
| 0 | FEE06.45 | 22406.45 | 6" | 45deg El 1.5D Tubed | F |  | Glv |  |  | 0 | 0 | 0% | 0 | 0 | [9 empty] | 0 |  | 0
| 0 | FEE08.45 | 22408.45 | 8" | 45deg El 1.5D Tubed | F |  | Glv |  |  | 0 | 0 | 0% | 0 | 0 | [9 empty] | 0 |  | 0
| 0 | FEA07.45 | 22007.45 | 7" | 45 deg El 1.5D Gored/Segmented | F |  | Glv | E |  | 80.4 | 0 | 0% | 0 | 0 | [6 empty] | 0 | 58 | 0 | 0 | 78.8 | 0
| 0 | FEA08.45 | 22008.45 | 8" | 45 deg El 1.5D Gored/Segmented | F |  | Glv | E |  | 91.4 | 0 | 0% | 0 | 0 | [6 empty] | 0 | 66 | 0 | 0 | 89.6 | 0
| 0 | FEA09.45 | 22009.45 | 9" | 45 deg El 1.5D Gored/Segmented | F |  | Glv | E |  | 95.6 | 0 | 0% | 0 | 0 | [6 empty] | 0 | 69 | 0 | 0 | 93.7 | 0
| 0 | FEA10.45 | 22010.45 | 10" | 45 deg El 1.5D Gored/Segmented | F |  | Glv | E |  | 103.8 | 0 | 0% | 0 | 0 | [6 empty] | 0 | 75 | 0 | 0 | 101.8 | 0
| 0 | FEA11.45 | 22011.45 | 11" | 45 deg El 1.5D Gored/Segmented | F |  | Glv | E |  | 110.8 | 0 | 0% | 0 | 0 | [6 empty] | 0 | 80 | 0 | 0 | 108.6 | 0
| 0 | FEA12.45 | 22012.45 | 12" | 45 deg El 1.5D Gored/Segmented | F |  | Glv | E |  | 117.6 | 0 | 0% | 0 | 0 | [6 empty] | 0 | 85 | 0 | 0 | 115.3 | 0
| 0 | FEA13.45 | 22013.45 | 13" | 45 deg El 1.5D Gored/Segmented | F |  | Glv | E |  | 126.1 | 0 | 0% | 0 | 0 | [6 empty] | 0 | 91 | 0 | 0 | 123.6 | 0
| 0 | FEA14.45 | 22014.45 | 14" | 45 deg El 1.5D Gored/Segmented | F |  | Glv | E |  | 134.2 | 0 | 0% | 0 | 0 | [6 empty] | 0 | 97 | 0 | 0 | 131.6 | 0
| 0 | FEA15.45 | 22015.45 | 15" | 45 deg El 1.5D Gored/Segmented | F |  | Glv | E |  | 157.8 | 0 | 0% | 0 | 0 | [6 empty] | 0 | 114 | 0 | 0 | 154.7 | 0
| 0 | FEA16.45 | 22016.45 | 16" | 45 deg El 1.5D Gored/Segmented | F |  | Glv | E |  | 181.4 | 0 | 0% | 0 | 0 | [6 empty] | 0 | 131 | 0 | 0 | 177.8 | 0
| 0 | FEA17.45 | 22017.45 | 17" | 45 deg El 1.5D Gored/Segmented | F |  | Glv | E |  | 192.5 | 0 | 0% | 0 | 0 | [6 empty] | 0 | 139 | 0 | 0 | 188.7 | 0
| 0 | FEA18.45 | 22018.45 | 18" | 45 deg El 1.5D Gored/Segmented | F |  | Glv | E |  | 202.2 | 0 | 0% | 0 | 0 | [6 empty] | 0 | 146 | 0 | 0 | 198.2 | 0
| 0 | FEA19.45 | 22019.45 | 19" | 45 deg El 1.5D Gored/Segmented | F |  | Glv | E |  | 215.9 | 0 | 0% | 0 | 0 | [6 empty] | 0 | 156 | 0 | 0 | 211.7 | 0
| 0 | FEA20.45 | 22020.45 | 20" | 45 deg El 1.5D Gored/Segmented | F |  | Glv | E |  | 229.8 | 0 | 0% | 0 | 0 | [6 empty] | 0 | 166 | 0 | 0 | 225.3 | 0
| 0 | FEA22.45 | 22022.45 | 22" | 45 deg El 1.5D Gored/Segmented | F |  | Glv | E |  | 261.6 | 0 | 0% | 0 | 0 | [6 empty] | 0 | 189 | 0 | 0 | 256.5 | 0
| 0 | FEA24.45 | 22024.45 | 24" | 45 deg El 1.5D Gored/Segmented | F |  | Glv | E |  | 333.7 | 0 | 0% | 0 | 0 | [6 empty] | 0 | 241 | 0 | 0 | 327.2 | 0
| 0 | FEA26.45 | 22026.45 | 26" | 45 deg El 1.5D Gored/Segmented | F |  | Glv | E |  | 358.2 | 0 | 0% | 0 | 0 | [6 empty] | 0 | 258.8 | 0 | 0 | 351.2 | 0
| 0 | FEA28.45 | 22028.45 | 28" | 45 deg El 1.5D Gored/Segmented | F |  | Glv | E |  | 441.7 | 0 | 0% | 0 | 0 | [6 empty] | 0 | 319 | 0 | 0 | 433 | 0
| 0 | FEA30.45 | 22030.45 | 30" | 45 deg El 1.5D Gored/Segmented | F |  | Glv | E |  | 473.1 | 0 | 0% | 0 | 0 | [6 empty] | 0 | 341.7 | 0 | 0 | 463.8 | 0
| 0 | FEA32.45 | 22032.45 | 32" | 45 deg El 1.5D Gored/Segmented | F |  | Glv | E |  | 523.7 | 0 | 0% | 0 | 0 | [6 empty] | 0 | 378.3 | 0 | 0 | 513.4 | 0
| 0 | FEA34.45 | 22034.45 | 34" | 45 deg El 1.5D Gored/Segmented | F |  | Glv | E |  | 558.1 | 0 | 0% | 0 | 0 | [6 empty] | 0 | 403.2 | 0 | 0 | 547.2 | 0
| 0 | FEA36.45 | 22036.45 | 36" | 45 deg El 1.5D Gored/Segmented | F |  | Glv | E |  | 627 | 0 | 0% | 0 | 0 | [6 empty] | 0 | 452.9 | 0 | 0 | 614.7 | 0
| 0 | FEA38.45 | 22038.45 | 38" | 45 deg El 1.5D Gored/Segmented | F |  | Glv | E |  | 695.7 | 0 | 0% | 0 | 0 | [6 empty] | 0 | 502.6 | 0 | 0 | 682.1 | 0
| 0 | FEA40.45 | 22040.45 | 40" | 45 deg El 1.5D Gored/Segmented | F |  | Glv | E |  | 764.7 | 0 | 0% | 0 | 0 | [6 empty] | 0 | 552.3 | 0 | 0 | 749.7 | 0
| 0 | FEA42.45 | 22042.45 | 42" | 45 deg El 1.5D Gored/Segmented | F |  | Glv | E |  | 833.2 | 0 | 0% | 0 | 0 | [6 empty] | 0 | 601.9 | 0 | 0 | 816.9 | 0
| 0 | FEA44.45 | 22044.45 | 44" | 45 deg El 1.5D Gored/Segmented | F |  | Glv | E |  | 902 | 0 | 0% | 0 | 0 | [6 empty] | 0 | 651.6 | 0 | 0 | 884.3 | 0
| 0 | FEA46.45 | 22046.45 | 46" | 45 deg El 1.5D Gored/Segmented | F |  | Glv | E |  | 970.9 | 0 | 0% | 0 | 0 | [6 empty] | 0 | 701.3 | 0 | 0 | 951.9 | 0
| 0 | FEA48.45 | 22048.45 | 48" | 45 deg El 1.5D Gored/Segmented | F |  | Glv | E |  | 1039.7 | 0 | 0% | 0 | 0 | [6 empty] | 0 | 751 | 0 | 0 | 1019.3 | 0
| 0 | FED04.30 | 22304.3 | 4" | 45 deg El 1.5D Stitch Welded | F |  | Glv | E |  | 47 | 0 | 0% | 0 | 0 | [6 empty] | 0 | 34 | 0 | 0 | 46.1 | 0
| 0 | FED05.30 | 22305.3 | 5" | 45 deg El 1.5D Stitch Welded | F |  | Glv | E |  | 51.2 | 0 | 0% | 0 | 0 | [6 empty] | 0 | 37 | 0 | 0 | 50.2 | 0
| 0 | FED06.30 | 22306.3 | 6" | 45 deg El 1.5D Stitch Welded | F |  | Glv | E |  | 62.2 | 0 | 0% | 0 | 0 | [6 empty] | 0 | 45 | 0 | 0 | 61 | 0
| 0 | FED07.30 | 22307.3 | 7" | 45 deg El 1.5D Stitch Welded | F |  | Glv |  |  | 0 | 0 | 0% | 0 | 0 | [9 empty] | 0 |  | 0
| 0 | FED08.30 | 22308.3 | 8" | 45 deg El 1.5D Stitch Welded | F |  | Glv |  |  | 0 | 0 | 0% | 0 | 0 | [9 empty] | 0 |  | 0
| 0 | FED09.30 | 22309.3 | 9" | 45 deg El 1.5D Stitch Welded | F |  | Glv |  |  | 0 | 0 | 0% | 0 | 0 | [9 empty] | 0 |  | 0
| 0 | FED10.30 | 22310.3 | 10" | 45 deg El 1.5D Stitch Welded | F |  | Glv |  |  | 0 | 0 | 0% | 0 | 0 | [9 empty] | 0 |  | 0
| 0 | FED12.30 | 22312.3 | 12" | 45 deg El 1.5D Stitch Welded | F |  | Glv |  |  | 0 | 0 | 0% | 0 | 0 | [9 empty] | 0 |  | 0
| 0 | FEE04.30 | 22404.3 | 4" | 45deg El 1.5D Tubed | F |  | Glv |  |  | 0 | 0 | 0% | 0 | 0 | [9 empty] | 0 |  | 0
| 0 | FEE05.30 | 22405.3 | 5" | 45deg El 1.5D Tubed | F |  | Glv |  |  | 0 | 0 | 0% | 0 | 0 | [9 empty] | 0 |  | 0
| 0 | FEE06.30 | 22406.3 | 6" | 45deg El 1.5D Tubed | F |  | Glv |  |  | 0 | 0 | 0% | 0 | 0 | [9 empty] | 0 |  | 0
| 0 | FEE08.30 | 22408.3 | 8" | 45deg El 1.5D Tubed | F |  | Glv |  |  | 0 | 0 | 0% | 0 | 0 | [9 empty] | 0 |  | 0
| 0 | FEA07.30 | 22007.3 | 7" | 30 deg El 1.5D Gored/Segmented | F |  | Glv | E |  | 80.4 | 0 | 0% | 0 | 0 | [6 empty] | 0 | 58 | 0 | 0 | 78.8 | 0
| 0 | FEA08.30 | 22008.3 | 8" | 30 deg El 1.5D Gored/Segmented | F |  | Glv | E |  | 91.4 | 0 | 0% | 0 | 0 | [6 empty] | 0 | 66 | 0 | 0 | 89.6 | 0
| 0 | FEA09.30 | 22009.3 | 9" | 30 deg El 1.5D Gored/Segmented | F |  | Glv | E |  | 95.6 | 0 | 0% | 0 | 0 | [6 empty] | 0 | 69 | 0 | 0 | 93.7 | 0
| 0 | FEA10.30 | 22010.3 | 10" | 30 deg El 1.5D Gored/Segmented | F |  | Glv | E |  | 103.8 | 0 | 0% | 0 | 0 | [6 empty] | 0 | 75 | 0 | 0 | 101.8 | 0
| 0 | FEA11.30 | 22011.3 | 11" | 30 deg El 1.5D Gored/Segmented | F |  | Glv | E |  | 110.8 | 0 | 0% | 0 | 0 | [6 empty] | 0 | 80 | 0 | 0 | 108.6 | 0
| 0 | FEA12.30 | 22012.3 | 12" | 30 deg El 1.5D Gored/Segmented | F |  | Glv | E |  | 117.6 | 0 | 0% | 0 | 0 | [6 empty] | 0 | 85 | 0 | 0 | 115.3 | 0
| 0 | FEA13.30 | 22013.3 | 13" | 30 deg El 1.5D Gored/Segmented | F |  | Glv | E |  | 126.1 | 0 | 0% | 0 | 0 | [6 empty] | 0 | 91 | 0 | 0 | 123.6 | 0
| 0 | FEA14.30 | 22014.3 | 14" | 30 deg El 1.5D Gored/Segmented | F |  | Glv | E |  | 134.2 | 0 | 0% | 0 | 0 | [6 empty] | 0 | 97 | 0 | 0 | 131.6 | 0
| 0 | FEA15.30 | 22015.3 | 15" | 30 deg El 1.5D Gored/Segmented | F |  | Glv | E |  | 157.8 | 0 | 0% | 0 | 0 | [6 empty] | 0 | 114 | 0 | 0 | 154.7 | 0
| 0 | FEA16.30 | 22016.3 | 16" | 30 deg El 1.5D Gored/Segmented | F |  | Glv | E |  | 181.4 | 0 | 0% | 0 | 0 | [6 empty] | 0 | 131 | 0 | 0 | 177.8 | 0
| 0 | FEA17.30 | 22017.3 | 17" | 30 deg El 1.5D Gored/Segmented | F |  | Glv | E |  | 192.5 | 0 | 0% | 0 | 0 | [6 empty] | 0 | 139 | 0 | 0 | 188.7 | 0
| 0 | FEA18.30 | 22018.3 | 18" | 30 deg El 1.5D Gored/Segmented | F |  | Glv | E |  | 202.2 | 0 | 0% | 0 | 0 | [6 empty] | 0 | 146 | 0 | 0 | 198.2 | 0
| 0 | FEA19.30 | 22019.3 | 19" | 30 deg El 1.5D Gored/Segmented | F |  | Glv | E |  | 215.9 | 0 | 0% | 0 | 0 | [6 empty] | 0 | 156 | 0 | 0 | 211.7 | 0
| 0 | FEA20.30 | 22020.3 | 20" | 30 deg El 1.5D Gored/Segmented | F |  | Glv | E |  | 229.8 | 0 | 0% | 0 | 0 | [6 empty] | 0 | 166 | 0 | 0 | 225.3 | 0
| 0 | FEA22.30 | 22022.3 | 22" | 30 deg El 1.5D Gored/Segmented | F |  | Glv | E |  | 261.6 | 0 | 0% | 0 | 0 | [6 empty] | 0 | 189 | 0 | 0 | 256.5 | 0
| 0 | FEA24.30 | 22024.3 | 24" | 30 deg El 1.5D Gored/Segmented | F |  | Glv | E |  | 333.7 | 0 | 0% | 0 | 0 | [6 empty] | 0 | 241 | 0 | 0 | 327.2 | 0
| 0 | FEA26.30 | 22026.3 | 26" | 30 deg El 1.5D Gored/Segmented | F |  | Glv | E |  | 358.2 | 0 | 0% | 0 | 0 | [6 empty] | 0 | 258.8 | 0 | 0 | 351.2 | 0
| 0 | FEA28.30 | 22028.3 | 28" | 30 deg El 1.5D Gored/Segmented | F |  | Glv | E |  | 441.7 | 0 | 0% | 0 | 0 | [6 empty] | 0 | 319 | 0 | 0 | 433 | 0
| 0 | FEA30.30 | 22030.3 | 30" | 30 deg El 1.5D Gored/Segmented | F |  | Glv | E |  | 473.1 | 0 | 0% | 0 | 0 | [6 empty] | 0 | 341.7 | 0 | 0 | 463.8 | 0
| 0 | FEA32.30 | 22032.3 | 32" | 30 deg El 1.5D Gored/Segmented | F |  | Glv | E |  | 523.7 | 0 | 0% | 0 | 0 | [6 empty] | 0 | 378.3 | 0 | 0 | 513.4 | 0
| 0 | FEA34.30 | 22034.3 | 34" | 30 deg El 1.5D Gored/Segmented | F |  | Glv | E |  | 558.1 | 0 | 0% | 0 | 0 | [6 empty] | 0 | 403.2 | 0 | 0 | 547.2 | 0
| 0 | FEA36.30 | 22036.3 | 36" | 30 deg El 1.5D Gored/Segmented | F |  | Glv | E |  | 627 | 0 | 0% | 0 | 0 | [6 empty] | 0 | 452.9 | 0 | 0 | 614.7 | 0
| 0 | FEA38.30 | 22038.3 | 38" | 30 deg El 1.5D Gored/Segmented | F |  | Glv | E |  | 695.7 | 0 | 0% | 0 | 0 | [6 empty] | 0 | 502.6 | 0 | 0 | 682.1 | 0
| 0 | FEA40.30 | 22040.3 | 40" | 30 deg El 1.5D Gored/Segmented | F |  | Glv | E |  | 764.7 | 0 | 0% | 0 | 0 | [6 empty] | 0 | 552.3 | 0 | 0 | 749.7 | 0
| 0 | FEA42.30 | 22042.3 | 42" | 30 deg El 1.5D Gored/Segmented | F |  | Glv | E |  | 833.2 | 0 | 0% | 0 | 0 | [6 empty] | 0 | 601.9 | 0 | 0 | 816.9 | 0
| 0 | FEA44.30 | 22044.3 | 44" | 30 deg El 1.5D Gored/Segmented | F |  | Glv | E |  | 902 | 0 | 0% | 0 | 0 | [6 empty] | 0 | 651.6 | 0 | 0 | 884.3 | 0
| 0 | FEA46.30 | 22046.3 | 46" | 30 deg El 1.5D Gored/Segmented | F |  | Glv | E |  | 970.9 | 0 | 0% | 0 | 0 | [6 empty] | 0 | 701.3 | 0 | 0 | 951.9 | 0
| 0 | FEA48.30 | 22048.3 | 48" | 30 deg El 1.5D Gored/Segmented | F |  | Glv | E |  | 1039.7 | 0 | 0% | 0 | 0 | [6 empty] | 0 | 751 | 0 | 0 | 1019.3 | 0
| 0 | FEE04.90L | 22404.90L | 4" | 90 deg El-LR 2.5D Tubed | F |  | Glv |  |  | 0 | 0 | 0% | 0 | 0 | [9 empty] | 0 |  | 0
| 0 | FEE05.90L | 22405.90L | 5" | 90 deg El-LR 2.5D Tubed | F |  | Glv |  |  | 0 | 0 | 0% | 0 | 0 | [9 empty] | 0 |  | 0
| 0 | FEE06.90L | 22406.90L | 6" | 90 deg El-LR 2.5D Tubed | F |  | Glv |  |  | 0 | 0 | 0% | 0 | 0 | [9 empty] | 0 |  | 0
| 0 | FEE08.90L | 22408.90L | 8" | 90 deg El-LR 2.5D Tubed | F |  | Glv |  |  | 0 | 0 | 0% | 0 | 0 | [9 empty] | 0 |  | 0
| 0 | FEA07.90L | 22007.9L | 7" | 90 deg El-LR 2.5D Gored/Segmented | F |  | Glv | E |  | 93.2 | 0 | 0% | 0 | 0 | [6 empty] | 0 | 67.32 | 0 | 0 | 91.4 | 0
| 0 | FEA08.90L | 22008.9L | 8" | 90 deg El-LR 2.5D Gored/Segmented | F |  | Glv | E |  | 154.3 | 0 | 0% | 0 | 0 | [6 empty] | 0 | 111.54 | 0 | 0 | 151.3 | 0
| 0 | FEA09.90L | 22009.9L | 9" | 90 deg El-LR 2.5D Gored/Segmented | F |  | Glv | E |  | 163 | 0 | 0% | 0 | 0 | [6 empty] | 0 | 117.65 | 0 | 0 | 159.8 | 0
| 0 | FEA10.90L | 22010.9L | 10" | 90 deg El-LR 2.5D Gored/Segmented | F |  | Glv | E |  | 175.4 | 0 | 0% | 0 | 0 | [6 empty] | 0 | 126.75 | 0 | 0 | 172 | 0
| 0 | FEA11.90L | 22011.9L | 11" | 90 deg El-LR 2.5D Gored/Segmented | F |  | Glv | E |  | 199.8 | 0 | 0% | 0 | 0 | [6 empty] | 0 | 144.3 | 0 | 0 | 195.9 | 0
| 0 | FEA12.90L | 22012.9L | 12" | 90 deg El-LR 2.5D Gored/Segmented | F |  | Glv | E |  | 224.6 | 0 | 0% | 0 | 0 | [6 empty] | 0 | 162.24 | 0 | 0 | 220.2 | 0
| 0 | FEA13.90L | 22013.9L | 13" | 90 deg El-LR 2.5D Gored/Segmented | F |  | Glv | E |  | 237.6 | 0 | 0% | 0 | 0 | [6 empty] | 0 | 171.6 | 0 | 0 | 232.9 | 0
| 0 | FEA14.90L | 22014.9L | 14" | 90 deg El-LR 2.5D Gored/Segmented | F |  | Glv | E |  | 248.9 | 0 | 0% | 0 | 0 | [6 empty] | 0 | 179.79 | 0 | 0 | 244 | 0
| 0 | FEA15.90L | 22015.9L | 15" | 90 deg El-LR 2.5D Gored/Segmented | F |  | Glv | E |  | 264.6 | 0 | 0% | 0 | 0 | [6 empty] | 0 | 191.1 | 0 | 0 | 259.4 | 0
| 0 | FEA16.90L | 22016.9L | 16" | 90 deg El-LR 2.5D Gored/Segmented | F |  | Glv | E |  | 280.3 | 0 | 0% | 0 | 0 | [6 empty] | 0 | 202.41 | 0 | 0 | 274.8 | 0
| 0 | FEA17.90L | 22017.9L | 17" | 90 deg El-LR 2.5D Gored/Segmented | F |  | Glv | E |  | 318.5 | 0 | 0% | 0 | 0 | [6 empty] | 0 | 230.1 | 0 | 0 | 312.3 | 0
| 0 | FEA18.90L | 22018.9L | 18" | 90 deg El-LR 2.5D Gored/Segmented | F |  | Glv | E |  | 358 | 0 | 0% | 0 | 0 | [6 empty] | 0 | 258.7 | 0 | 0 | 351 | 0
| 0 | FEA19.90L | 22019.9L | 19" | 90 deg El-LR 2.5D Gored/Segmented | F |  | Glv | E |  | 383.3 | 0 | 0% | 0 | 0 | [6 empty] | 0 | 276.9 | 0 | 0 | 375.8 | 0
| 0 | FEA20.90L | 22020.9L | 20" | 90 deg El-LR 2.5D Gored/Segmented | F |  | Glv | E |  | 406.9 | 0 | 0% | 0 | 0 | [6 empty] | 0 | 293.8 | 0 | 0 | 398.9 | 0
| 0 | FEA22.90L | 22022.9L | 22" | 90 deg El-LR 2.5D Gored/Segmented | F |  | Glv | E |  | 503.9 | 0 | 0% | 0 | 0 | [6 empty] | 0 | 364 | 0 | 0 | 494 | 0
| 0 | FEA24.90L | 22024.9L | 24" | 90 deg El-LR 2.5D Gored/Segmented | F |  | Glv | E |  | 569 | 0 | 0% | 0 | 0 | [6 empty] | 0 | 411 | 0 | 0 | 557.8 | 0
| 0 | FEA26.90L | 22026.9L | 26" | 90 deg El-LR 2.5D Gored/Segmented | F |  | Glv | E |  | 663.1 | 0 | 0% | 0 | 0 | [6 empty] | 0 | 479 | 0 | 0 | 650.1 | 0
| 0 | FEA28.90L | 22028.9L | 28" | 90 deg El-LR 2.5D Gored/Segmented | F |  | Glv | E |  | 814 | 0 | 0% | 0 | 0 | [6 empty] | 0 | 588 | 0 | 0 | 798 | 0
| 0 | FEA30.90L | 22030.9L | 30" | 90 deg El-LR 2.5D Gored/Segmented | F |  | Glv | E |  | 834.8 | 0 | 0% | 0 | 0 | [6 empty] | 0 | 603 | 0 | 0 | 818.4 | 0
| 0 | FEA32.90L | 22032.9L | 32" | 90 deg El-LR 2.5D Gored/Segmented | F |  | Glv | E |  | 1050.6 | 0 | 0% | 0 | 0 | [6 empty] | 0 | 759 | 0 | 0 | 1030 | 0
| 0 | FEA34.90L | 22034.9L | 34" | 90 deg El-LR 2.5D Gored/Segmented | F |  | Glv | E |  | 1185 | 0 | 0% | 0 | 0 | [6 empty] | 0 | 856 | 0 | 0 | 1161.8 | 0
| 0 | FEA36.90L | 22036.9L | 36" | 90 deg El-LR 2.5D Gored/Segmented | F |  | Glv | E |  | 1377.4 | 0 | 0% | 0 | 0 | [6 empty] | 0 | 995 | 0 | 0 | 1350.4 | 0
| 0 | FEA38.90L | 22038.9L | 38" | 90 deg El-LR 2.5D Gored/Segmented | F |  | Glv | E |  | 1569.8 | 0 | 0% | 0 | 0 | [6 empty] | 0 | 1134 | 0 | 0 | 1539 | 0
| 0 | FEA40.90L | 22040.9L | 40" | 90 deg El-LR 2.5D Gored/Segmented | F |  | Glv | E |  | 1762.4 | 0 | 0% | 0 | 0 | [6 empty] | 0 | 1273 | 0 | 0 | 1727.8 | 0
| 0 | FEA42.90L | 22042.9L | 42" | 90 deg El-LR 2.5D Gored/Segmented | F |  | Glv | E |  | 1954.7 | 0 | 0% | 0 | 0 | [6 empty] | 0 | 1412 | 0 | 0 | 1916.4 | 0
| 0 | FEA44.90L | 22044.9L | 44" | 90 deg El-LR 2.5D Gored/Segmented | F |  | Glv | E |  | 2147.2 | 0 | 0% | 0 | 0 | [6 empty] | 0 | 1551 | 0 | 0 | 2105.1 | 0
| 0 | FEA46.90L | 22046.9L | 46" | 90 deg El-LR 2.5D Gored/Segmented | F |  | Glv | E |  | 2339.7 | 0 | 0% | 0 | 0 | [6 empty] | 0 | 1690 | 0 | 0 | 2293.8 | 0
| 0 | FEA48.90L | 22048.9L | 48" | 90 deg El-LR 2.5D Gored/Segmented | F |  | Glv | E |  | 2532 | 0 | 0% | 0 | 0 | [6 empty] | 0 | 1829 | 0 | 0 | 2482.4 | 0
| 0 | FEE04.60L | 22404.60L | 4" | 60 deg El-LR 2.5D Tubed | F |  | Glv | E |  | 0 | 0 | 0% | 0 | 0 | [6 empty] | 0 | 41.8 | 0 | 0 | 0 | 0
| 0 | FEE05.60L | 22405.60L | 5" | 60 deg El-LR 2.5D Tubed | F |  | Glv | E |  | 0 | 0 | 0% | 0 | 0 | [6 empty] | 0 | 46.42 | 0 | 0 | 0 | 0
| 0 | FEE06.60L | 22406.60L | 6" | 60 deg El-LR 2.5D Tubed | F |  | Glv | E |  | 0 | 0 | 0% | 0 | 0 | [6 empty] | 0 | 55.88 | 0 | 0 | 0 | 0
| 0 | FEE08.60L | 22408.60L | 8" | 60 deg El-LR 2.5D Tubed | F |  | Glv |  |  | 0 |  | 0% | 0 | 0 | [9 empty] | 0 |  | 0
| 0 | FEA07.60L | 22007.6L | 7" | 60 deg El-LR 2.5D Gored/Segmented | F |  | Glv | E |  | 93.2 | 0 | 0% | 0 | 0 | [6 empty] | 0 | 67.32 | 0 | 0 | 91.4 | 0
| 0 | FEA08.60L | 22008.6L | 8" | 60 deg El-LR 2.5D Gored/Segmented | F |  | Glv | E |  | 133.1 | 0 | 0% | 0 | 0 | [6 empty] | 0 | 96.2 | 0 | 0 | 130.5 | 0
| 0 | FEA09.60L | 22009.6L | 9" | 60 deg El-LR 2.5D Gored/Segmented | F |  | Glv | E |  | 142.2 | 0 | 0% | 0 | 0 | [6 empty] | 0 | 102.7 | 0 | 0 | 139.4 | 0
| 0 | FEA10.60L | 22010.6L | 10" | 60 deg El-LR 2.5D Gored/Segmented | F |  | Glv | E |  | 162 | 0 | 0% | 0 | 0 | [6 empty] | 0 | 117 | 0 | 0 | 158.8 | 0
| 0 | FEA11.60L | 22011.6L | 11" | 60 deg El-LR 2.5D Gored/Segmented | F |  | Glv | E |  | 174.5 | 0 | 0% | 0 | 0 | [6 empty] | 0 | 126.1 | 0 | 0 | 171.1 | 0
| 0 | FEA12.60L | 22012.6L | 12" | 60 deg El-LR 2.5D Gored/Segmented | F |  | Glv | E |  | 187.1 | 0 | 0% | 0 | 0 | [6 empty] | 0 | 135.2 | 0 | 0 | 183.4 | 0
| 0 | FEA13.60L | 22013.6L | 13" | 60 deg El-LR 2.5D Gored/Segmented | F |  | Glv | E |  | 203.4 | 0 | 0% | 0 | 0 | [6 empty] | 0 | 146.9 | 0 | 0 | 199.4 | 0
| 0 | FEA14.60L | 22014.6L | 14" | 60 deg El-LR 2.5D Gored/Segmented | F |  | Glv | E |  | 219.5 | 0 | 0% | 0 | 0 | [6 empty] | 0 | 158.6 | 0 | 0 | 215.2 | 0
| 0 | FEA15.60L | 22015.6L | 15" | 60 deg El-LR 2.5D Gored/Segmented | F |  | Glv | E |  | 244.8 | 0 | 0% | 0 | 0 | [6 empty] | 0 | 176.8 | 0 | 0 | 240 | 0
| 0 | FEA16.60L | 22016.6L | 16" | 60 deg El-LR 2.5D Gored/Segmented | F |  | Glv | E |  | 269.9 | 0 | 0% | 0 | 0 | [6 empty] | 0 | 195 | 0 | 0 | 264.6 | 0
| 0 | FEA17.60L | 22017.6L | 17" | 60 deg El-LR 2.5D Gored/Segmented | F |  | Glv | E |  | 284.4 | 0 | 0% | 0 | 0 | [6 empty] | 0 | 205.4 | 0 | 0 | 278.8 | 0
| 0 | FEA18.60L | 22018.6L | 18" | 60 deg El-LR 2.5D Gored/Segmented | F |  | Glv | E |  | 298.8 | 0 | 0% | 0 | 0 | [6 empty] | 0 | 215.8 | 0 | 0 | 292.9 | 0
| 0 | FEA19.60L | 22019.6L | 19" | 60 deg El-LR 2.5D Gored/Segmented | F |  | Glv | E |  | 329.4 | 0 | 0% | 0 | 0 | [6 empty] | 0 | 237.9 | 0 | 0 | 322.9 | 0
| 0 | FEA20.60L | 22020.6L | 20" | 60 deg El-LR 2.5D Gored/Segmented | F |  | Glv | E |  | 360 | 0 | 0% | 0 | 0 | [6 empty] | 0 | 260 | 0 | 0 | 352.9 | 0
| 0 | FEA22.60L | 22022.6L | 22" | 60 deg El-LR 2.5D Gored/Segmented | F |  | Glv | E |  | 417.5 | 0 | 0% | 0 | 0 | [6 empty] | 0 | 301.6 | 0 | 0 | 409.3 | 0
| 0 | FEA24.60L | 22024.6L | 24" | 60 deg El-LR 2.5D Gored/Segmented | F |  | Glv | E |  | 451.4 | 0 | 0% | 0 | 0 | [6 empty] | 0 | 326 | 0 | 0 | 442.5 | 0
| 0 | FEA26.60L | 22026.6L | 26" | 60 deg El-LR 2.5D Gored/Segmented | F |  | Glv | E |  | 508.1 | 0 | 0% | 0 | 0 | [6 empty] | 0 | 367 | 0 | 0 | 498.1 | 0
| 0 | FEA28.60L | 22028.6L | 28" | 60 deg El-LR 2.5D Gored/Segmented | F |  | Glv | E |  | 577.2 | 0 | 0% | 0 | 0 | [6 empty] | 0 | 417 | 0 | 0 | 565.9 | 0
| 0 | FEA30.60L | 22030.6L | 30" | 60 deg El-LR 2.5D Gored/Segmented | F |  | Glv | E |  | 671.4 | 0 | 0% | 0 | 0 | [6 empty] | 0 | 485 | 0 | 0 | 658.2 | 0
| 0 | FEA32.60L | 22032.6L | 32" | 60 deg El-LR 2.5D Gored/Segmented | F |  | Glv | E |  | 778.1 | 0 | 0% | 0 | 0 | [6 empty] | 0 | 562 | 0 | 0 | 762.8 | 0
| 0 | FEA34.60L | 22034.6L | 34" | 60 deg El-LR 2.5D Gored/Segmented | F |  | Glv | E |  | 1041 | 0 | 0% | 0 | 0 | [6 empty] | 0 | 752 | 0 | 0 | 1020.6 | 0
| 0 | FEA36.60L | 22036.6L | 36" | 60 deg El-LR 2.5D Gored/Segmented | F |  | Glv | E |  | 1304.1 | 0 | 0% | 0 | 0 | [6 empty] | 0 | 942 | 0 | 0 | 1278.5 | 0
| 0 | FEA38.60L | 22038.6L | 38" | 60 deg El-LR 2.5D Gored/Segmented | F |  | Glv | E |  | 1567.1 | 0 | 0% | 0 | 0 | [6 empty] | 0 | 1132 | 0 | 0 | 1536.4 | 0
| 0 | FEA40.60L | 22040.6L | 40" | 60 deg El-LR 2.5D Gored/Segmented | F |  | Glv | E |  | 1830.2 | 0 | 0% | 0 | 0 | [6 empty] | 0 | 1322 | 0 | 0 | 1794.3 | 0
| 0 | FEA42.60L | 22042.6L | 42" | 60 deg El-LR 2.5D Gored/Segmented | F |  | Glv | E |  | 2093.1 | 0 | 0% | 0 | 0 | [6 empty] | 0 | 1512 | 0 | 0 | 2052.1 | 0
| 0 | FEA44.60L | 22044.6L | 44" | 60 deg El-LR 2.5D Gored/Segmented | F |  | Glv | E |  | 2356.2 | 0 | 0% | 0 | 0 | [6 empty] | 0 | 1702 | 0 | 0 | 2310 | 0
| 0 | FEA46.60L | 22046.6L | 46" | 60 deg El-LR 2.5D Gored/Segmented | F |  | Glv | E |  | 2619.3 | 0 | 0% | 0 | 0 | [6 empty] | 0 | 1892 | 0 | 0 | 2567.9 | 0
| 0 | FEA48.60L | 22048.6L | 48" | 60 deg El-LR 2.5D Gored/Segmented | F |  | Glv | E |  | 2880.8 | 0 | 0% | 0 | 0 | [6 empty] | 0 | 2081 | 0 | 0 | 2824.3 | 0
| 0 | FEE04.45L | 22404.45L | 4" | 45 deg El-LR 2.5D Tubed | F |  | Glv | E |  | 0 | 0 | 0% | 0 | 0 | [6 empty] | 0 | 41.8 | 0 | 0 | 0 | 0
| 0 | FEE05.45L | 22405.45L | 5" | 45 deg El-LR 2.5D Tubed | F |  | Glv | E |  | 0 | 0 | 0% | 0 | 0 | [6 empty] | 0 | 46.42 | 0 | 0 | 0 | 0
| 0 | FEE06.45L | 22406.45L | 6" | 45 deg El-LR 2.5D Tubed | F |  | Glv | E |  | 0 | 0 | 0% | 0 | 0 | [6 empty] | 0 | 55.88 | 0 | 0 | 0 | 0
| 0 | FEE08.45L | 22408.45L | 8" | 45 deg El-LR 2.5D Tubed | F |  | Glv |  |  | 0 |  | 0% | 0 | 0 | [9 empty] | 0 |  | 0
| 0 | FEA07.45L | 22007.45L | 7" | 45 deg El-LR 2.5D Gored/Segmented | F |  | Glv | E |  | 93.2 | 0 | 0% | 0 | 0 | [6 empty] | 0 | 67.32 | 0 | 0 | 91.4 | 0
| 0 | FEA08.45L | 22008.45L | 8" | 45 deg El-LR 2.5D Gored/Segmented | F |  | Glv | E |  | 118.8 | 0 | 0% | 0 | 0 | [6 empty] | 0 | 85.8 | 0 | 0 | 116.5 | 0
| 0 | FEA09.45L | 22009.45L | 9" | 45 deg El-LR 2.5D Gored/Segmented | F |  | Glv | E |  | 124.1 | 0 | 0% | 0 | 0 | [6 empty] | 0 | 89.7 | 0 | 0 | 121.7 | 0
| 0 | FEA10.45L | 22010.45L | 10" | 45 deg El-LR 2.5D Gored/Segmented | F |  | Glv | E |  | 134.9 | 0 | 0% | 0 | 0 | [6 empty] | 0 | 97.5 | 0 | 0 | 132.3 | 0
| 0 | FEA11.45L | 22011.45L | 11" | 45 deg El-LR 2.5D Gored/Segmented | F |  | Glv | E |  | 143.9 | 0 | 0% | 0 | 0 | [6 empty] | 0 | 104 | 0 | 0 | 141.1 | 0
| 0 | FEA12.45L | 22012.45L | 12" | 45 deg El-LR 2.5D Gored/Segmented | F |  | Glv | E |  | 153.1 | 0 | 0% | 0 | 0 | [6 empty] | 0 | 110.5 | 0 | 0 | 150.1 | 0
| 0 | FEA13.45L | 22013.45L | 13" | 45 deg El-LR 2.5D Gored/Segmented | F |  | Glv | E |  | 163.8 | 0 | 0% | 0 | 0 | [6 empty] | 0 | 118.3 | 0 | 0 | 160.6 | 0
| 0 | FEA14.45L | 22014.45L | 14" | 45 deg El-LR 2.5D Gored/Segmented | F |  | Glv | E |  | 174.5 | 0 | 0% | 0 | 0 | [6 empty] | 0 | 126.1 | 0 | 0 | 171.1 | 0
| 0 | FEA15.45L | 22015.45L | 15" | 45 deg El-LR 2.5D Gored/Segmented | F |  | Glv | E |  | 205.2 | 0 | 0% | 0 | 0 | [6 empty] | 0 | 148.2 | 0 | 0 | 201.2 | 0
| 0 | FEA16.45L | 22016.45L | 16" | 45 deg El-LR 2.5D Gored/Segmented | F |  | Glv | E |  | 235.8 | 0 | 0% | 0 | 0 | [6 empty] | 0 | 170.3 | 0 | 0 | 231.2 | 0
| 0 | FEA17.45L | 22017.45L | 17" | 45 deg El-LR 2.5D Gored/Segmented | F |  | Glv | E |  | 250.1 | 0 | 0% | 0 | 0 | [6 empty] | 0 | 180.7 | 0 | 0 | 245.2 | 0
| 0 | FEA18.45L | 22018.45L | 18" | 45 deg El-LR 2.5D Gored/Segmented | F |  | Glv | E |  | 262.9 | 0 | 0% | 0 | 0 | [6 empty] | 0 | 189.8 | 0 | 0 | 257.7 | 0
| 0 | FEA19.45L | 22019.45L | 19" | 45 deg El-LR 2.5D Gored/Segmented | F |  | Glv | E |  | 280.8 | 0 | 0% | 0 | 0 | [6 empty] | 0 | 202.8 | 0 | 0 | 275.3 | 0
| 0 | FEA20.45L | 22020.45L | 20" | 45 deg El-LR 2.5D Gored/Segmented | F |  | Glv | E |  | 298.8 | 0 | 0% | 0 | 0 | [6 empty] | 0 | 215.8 | 0 | 0 | 292.9 | 0
| 0 | FEA22.45L | 22022.45L | 22" | 45 deg El-LR 2.5D Gored/Segmented | F |  | Glv | E |  | 340.2 | 0 | 0% | 0 | 0 | [6 empty] | 0 | 245.7 | 0 | 0 | 333.5 | 0
| 0 | FEA24.45L | 22024.45L | 24" | 45 deg El-LR 2.5D Gored/Segmented | F |  | Glv | E |  | 433.3 | 0 | 0% | 0 | 0 | [6 empty] | 0 | 313 | 0 | 0 | 424.8 | 0
| 0 | FEA26.45L | 22026.45L | 26" | 45 deg El-LR 2.5D Gored/Segmented | F |  | Glv | E |  | 465.1 | 0 | 0% | 0 | 0 | [6 empty] | 0 | 336 | 0 | 0 | 456 | 0
| 0 | FEA28.45L | 22028.45L | 28" | 45 deg El-LR 2.5D Gored/Segmented | F |  | Glv | E |  | 574.6 | 0 | 0% | 0 | 0 | [6 empty] | 0 | 415 | 0 | 0 | 563.3 | 0
| 0 | FEA30.45L | 22030.45L | 30" | 45 deg El-LR 2.5D Gored/Segmented | F |  | Glv | E |  | 614.8 | 0 | 0% | 0 | 0 | [6 empty] | 0 | 444 | 0 | 0 | 602.7 | 0
| 0 | FEA32.45L | 22032.45L | 32" | 45 deg El-LR 2.5D Gored/Segmented | F |  | Glv | E |  | 681.1 | 0 | 0% | 0 | 0 | [6 empty] | 0 | 492 | 0 | 0 | 667.7 | 0
| 0 | FEA34.45L | 22034.45L | 34" | 45 deg El-LR 2.5D Gored/Segmented | F |  | Glv | E |  | 725.4 | 0 | 0% | 0 | 0 | [6 empty] | 0 | 524 | 0 | 0 | 711.2 | 0
| 0 | FEA36.45L | 22036.45L | 36" | 45 deg El-LR 2.5D Gored/Segmented | F |  | Glv | E |  | 815.4 | 0 | 0% | 0 | 0 | [6 empty] | 0 | 589 | 0 | 0 | 799.4 | 0
| 0 | FEA38.45L | 22038.45L | 38" | 45 deg El-LR 2.5D Gored/Segmented | F |  | Glv | E |  | 904 | 0 | 0% | 0 | 0 | [6 empty] | 0 | 653 | 0 | 0 | 886.3 | 0
| 0 | FEA40.45L | 22040.45L | 40" | 45 deg El-LR 2.5D Gored/Segmented | F |  | Glv | E |  | 994 | 0 | 0% | 0 | 0 | [6 empty] | 0 | 718 | 0 | 0 | 974.5 | 0
| 0 | FEA42.45L | 22042.45L | 42" | 45 deg El-LR 2.5D Gored/Segmented | F |  | Glv | E |  | 1084 | 0 | 0% | 0 | 0 | [6 empty] | 0 | 783 | 0 | 0 | 1062.7 | 0
| 0 | FEA44.45L | 22044.45L | 44" | 45 deg El-LR 2.5D Gored/Segmented | F |  | Glv | E |  | 1172.5 | 0 | 0% | 0 | 0 | [6 empty] | 0 | 847 | 0 | 0 | 1149.5 | 0
| 0 | FEA46.45L | 22046.45L | 46" | 45 deg El-LR 2.5D Gored/Segmented | F |  | Glv | E |  | 1262.6 | 0 | 0% | 0 | 0 | [6 empty] | 0 | 912 | 0 | 0 | 1237.8 | 0
| 0 | FEA48.45L | 22048.45L | 48" | 45 deg El-LR 2.5D Gored/Segmented | F |  | Glv | E |  | 1351.2 | 0 | 0% | 0 | 0 | [6 empty] | 0 | 976 | 0 | 0 | 1324.7 | 0
| 0 | FEE04.30L | 22404.30L | 4" | 30 deg El-LR 2.5D Tubed | F |  | Glv | E |  | 0 | 0 | 0% | 0 | 0 | [6 empty] | 0 | 41.8 | 0 | 0 | 0 | 0
| 0 | FEE05.30L | 22405.30L | 5" | 30 deg El-LR 2.5D Tubed | F |  | Glv | E |  | 0 | 0 | 0% | 0 | 0 | [6 empty] | 0 | 46.42 | 0 | 0 | 0 | 0
| 0 | FEE06.30L | 22406.30L | 6" | 30 deg El-LR 2.5D Tubed | F |  | Glv | E |  | 0 | 0 | 0% | 0 | 0 | [6 empty] | 0 | 55.88 | 0 | 0 | 0 | 0
| 0 | FEE08.30L | 22408.30L | 8" | 30 deg El-LR 2.5D Tubed | F |  | Glv |  |  | 0 |  | 0% | 0 | 0 | [9 empty] | 0 |  | 0
| 0 | FEA07.30L | 22007.3L | 7" | 30 deg El-LR 2.5D Gored/Segmented | F |  | Glv | E |  | 93.2 | 0 | 0% | 0 | 0 | [6 empty] | 0 | 67.32 | 0 | 0 | 91.4 | 0
| 0 | FEA08.30L | 22008.3L | 8" | 30 deg El-LR 2.5D Gored/Segmented | F |  | Glv | E |  | 118.8 | 0 | 0% | 0 | 0 | [6 empty] | 0 | 85.8 | 0 | 0 | 116.5 | 0
| 0 | FEA09.30L | 22009.3L | 9" | 30 deg El-LR 2.5D Gored/Segmented | F |  | Glv | E |  | 124.1 | 0 | 0% | 0 | 0 | [6 empty] | 0 | 89.7 | 0 | 0 | 121.7 | 0
| 0 | FEA10.30L | 22010.3L | 10" | 30 deg El-LR 2.5D Gored/Segmented | F |  | Glv | E |  | 134.9 | 0 | 0% | 0 | 0 | [6 empty] | 0 | 97.5 | 0 | 0 | 132.3 | 0
| 0 | FEA11.30L | 22011.3L | 11" | 30 deg El-LR 2.5D Gored/Segmented | F |  | Glv | E |  | 143.9 | 0 | 0% | 0 | 0 | [6 empty] | 0 | 104 | 0 | 0 | 141.1 | 0
| 0 | FEA12.30L | 22012.3L | 12" | 30 deg El-LR 2.5D Gored/Segmented | F |  | Glv | E |  | 153.1 | 0 | 0% | 0 | 0 | [6 empty] | 0 | 110.5 | 0 | 0 | 150.1 | 0
| 0 | FEA13.30L | 22013.3L | 13" | 30 deg El-LR 2.5D Gored/Segmented | F |  | Glv | E |  | 163.8 | 0 | 0% | 0 | 0 | [6 empty] | 0 | 118.3 | 0 | 0 | 160.6 | 0
| 0 | FEA14.30L | 22014.3L | 14" | 30 deg El-LR 2.5D Gored/Segmented | F |  | Glv | E |  | 174.5 | 0 | 0% | 0 | 0 | [6 empty] | 0 | 126.1 | 0 | 0 | 171.1 | 0
| 0 | FEA15.30L | 22015.3L | 15" | 30 deg El-LR 2.5D Gored/Segmented | F |  | Glv | E |  | 205.2 | 0 | 0% | 0 | 0 | [6 empty] | 0 | 148.2 | 0 | 0 | 201.2 | 0
| 0 | FEA16.30L | 22016.3L | 16" | 30 deg El-LR 2.5D Gored/Segmented | F |  | Glv | E |  | 235.8 | 0 | 0% | 0 | 0 | [6 empty] | 0 | 170.3 | 0 | 0 | 231.2 | 0
| 0 | FEA17.30L | 22017.3L | 17" | 30 deg El-LR 2.5D Gored/Segmented | F |  | Glv | E |  | 250.1 | 0 | 0% | 0 | 0 | [6 empty] | 0 | 180.7 | 0 | 0 | 245.2 | 0
| 0 | FEA18.30L | 22018.3L | 18" | 30 deg El-LR 2.5D Gored/Segmented | F |  | Glv | E |  | 262.9 | 0 | 0% | 0 | 0 | [6 empty] | 0 | 189.8 | 0 | 0 | 257.7 | 0
| 0 | FEA19.30L | 22019.3L | 19" | 30 deg El-LR 2.5D Gored/Segmented | F |  | Glv | E |  | 280.8 | 0 | 0% | 0 | 0 | [6 empty] | 0 | 202.8 | 0 | 0 | 275.3 | 0
| 0 | FEA20.30L | 22020.3L | 20" | 30 deg El-LR 2.5D Gored/Segmented | F |  | Glv | E |  | 298.8 | 0 | 0% | 0 | 0 | [6 empty] | 0 | 215.8 | 0 | 0 | 292.9 | 0
| 0 | FEA22.30L | 22022.3L | 22" | 30 deg El-LR 2.5D Gored/Segmented | F |  | Glv | E |  | 340.2 | 0 | 0% | 0 | 0 | [6 empty] | 0 | 245.7 | 0 | 0 | 333.5 | 0
| 0 | FEA24.30L | 22024.3L | 24" | 30 deg El-LR 2.5D Gored/Segmented | F |  | Glv | E |  | 433.3 | 0 | 0% | 0 | 0 | [6 empty] | 0 | 313 | 0 | 0 | 424.8 | 0
| 0 | FEA26.30L | 22026.3L | 26" | 30 deg El-LR 2.5D Gored/Segmented | F |  | Glv | E |  | 465.1 | 0 | 0% | 0 | 0 | [6 empty] | 0 | 336 | 0 | 0 | 456 | 0
| 0 | FEA28.30L | 22028.3L | 28" | 30 deg El-LR 2.5D Gored/Segmented | F |  | Glv | E |  | 574.6 | 0 | 0% | 0 | 0 | [6 empty] | 0 | 415 | 0 | 0 | 563.3 | 0
| 0 | FEA30.30L | 22030.3L | 30" | 30 deg El-LR 2.5D Gored/Segmented | F |  | Glv | E |  | 614.8 | 0 | 0% | 0 | 0 | [6 empty] | 0 | 444 | 0 | 0 | 602.7 | 0
| 0 | FEA32.30L | 22032.3L | 32" | 30 deg El-LR 2.5D Gored/Segmented | F |  | Glv | E |  | 681.1 | 0 | 0% | 0 | 0 | [6 empty] | 0 | 492 | 0 | 0 | 667.7 | 0
| 0 | FEA34.30L | 22034.3L | 34" | 30 deg El-LR 2.5D Gored/Segmented | F |  | Glv | E |  | 725.4 | 0 | 0% | 0 | 0 | [6 empty] | 0 | 524 | 0 | 0 | 711.2 | 0
| 0 | FEA36.30L | 22036.3L | 36" | 30 deg El-LR 2.5D Gored/Segmented | F |  | Glv | E |  | 815.4 | 0 | 0% | 0 | 0 | [6 empty] | 0 | 589 | 0 | 0 | 799.4 | 0
| 0 | FEA38.30L | 22038.3L | 38" | 30 deg El-LR 2.5D Gored/Segmented | F |  | Glv | E |  | 904 | 0 | 0% | 0 | 0 | [6 empty] | 0 | 653 | 0 | 0 | 886.3 | 0
| 0 | FEA40.30L | 22040.3L | 40" | 30 deg El-LR 2.5D Gored/Segmented | F |  | Glv | E |  | 994 | 0 | 0% | 0 | 0 | [6 empty] | 0 | 718 | 0 | 0 | 974.5 | 0
| 0 | FEA42.30L | 22042.3L | 42" | 30 deg El-LR 2.5D Gored/Segmented | F |  | Glv | E |  | 1084 | 0 | 0% | 0 | 0 | [6 empty] | 0 | 783 | 0 | 0 | 1062.7 | 0
| 0 | FEA44.30L | 22044.3L | 44" | 30 deg El-LR 2.5D Gored/Segmented | F |  | Glv | E |  | 1172.5 | 0 | 0% | 0 | 0 | [6 empty] | 0 | 847 | 0 | 0 | 1149.5 | 0
| 0 | FEA46.30L | 22046.3L | 46" | 30 deg El-LR 2.5D Gored/Segmented | F |  | Glv | E |  | 1262.6 | 0 | 0% | 0 | 0 | [6 empty] | 0 | 912 | 0 | 0 | 1237.8 | 0
| 0 | FEA48.30L | 22048.3L | 48" | 30 deg El-LR 2.5D Gored/Segmented | F |  | Glv | E |  | 1351.2 | 0 | 0% | 0 | 0 | [6 empty] | 0 | 976 | 0 | 0 | 1324.7 | 0
| 0 | FEB04.90 | 22104.9 | 4" | 90 deg KB-Non-Welded 1.5D | F |  | Glv | E |  | 30.5 | 0 | 0% | 0 | 0 | [6 empty] | 0 | 21.6 | 0 | 0 | 29.9 | 0
| 0 | FEB05.90 | 22105.9 | 5" | 90 deg KB-Non-Welded 1.5D | F |  | Glv | E |  | 35.8 | 0 | 0% | 0 | 0 | [6 empty] | 0 | 25.4 | 0 | 0 | 35.1 | 0
| 0 | FEB06.90 | 22106.9 | 6" | 90 deg KB-Non-Welded 1.5D | F |  | Glv | E |  | 41.6 | 0 | 0% | 0 | 0 | [6 empty] | 0 | 29.6 | 0 | 0 | 40.8 | 0
| 0 | FEB07.90 | 22107.9 | 7" | 90 deg KB-Non-Welded 1.5D | F |  | Glv | E |  | 50.3 | 0 | 0% | 0 | 0 | [6 empty] | 0 | 35.7 | 0 | 0 | 49.3 | 0
| 0 | FEB08.90 | 22108.9 | 8" | 90 deg KB-Non-Welded 1.5D | F |  | Glv | E |  | 59.1 | 0 | 0% | 0 | 0 | [6 empty] | 0 | 41.9 | 0 | 0 | 57.9 | 0
| 0 | FEB09.90 | 22109.9 | 9" | 90 deg KB-Non-Welded 1.5D | F |  | Glv | E |  | 78.8 | 0 | 0% | 0 | 0 | [6 empty] | 0 | 56 | 0 | 0 | 77.3 | 0
| 0 | FEB10.90 | 22110.9 | 10" | 90 deg KB-Non-Welded 1.5D | F |  | Glv | E |  | 93.3 | 0 | 0% | 0 | 0 | [6 empty] | 0 | 66.2 | 0 | 0 | 91.5 | 0
| 0 | FEB11.90 | 22111.9 | 11" | 90 deg KB-Non-Welded 1.5D | F |  | Glv | E |  | 103.8 | 0 | 0% | 0 | 0 | [6 empty] | 0 | 73.7 | 0 | 0 | 101.8 | 0
| 0 | FEB12.90 | 22112.9 | 12" | 90 deg KB-Non-Welded 1.5D | F |  | Glv | E |  | 114.1 | 0 | 0% | 0 | 0 | [6 empty] | 0 | 81 | 0 | 0 | 111.9 | 0
| 0 | FEB13.90 | 22113.9 | 13" | 90 deg KB-Non-Welded 1.5D | F |  | Glv | E |  | 120.6 | 0 | 0% | 0 | 0 | [6 empty] | 0 | 85.5 | 0 | 0 | 118.2 | 0
| 0 | FEB14.90 | 22114.9 | 14" | 90 deg KB-Non-Welded 1.5D | F |  | Glv | E |  | 126.2 | 0 | 0% | 0 | 0 | [6 empty] | 0 | 89.5 | 0 | 0 | 123.7 | 0
| 0 | FEB15.90 | 22115.9 | 15" | 90 deg KB-Non-Welded 1.5D | F |  | Glv | E |  | 135 | 0 | 0% | 0 | 0 | [6 empty] | 0 | 95.8 | 0 | 0 | 132.4 | 0
| 0 | FEB04.60 | 22104.6 | 4" | 60 deg KB-Non-Welded 1.5D | F |  | Glv | E |  | 28.8 | 0 | 0% | 0 | 0 | [6 empty] | 0 | 20.4 | 0 | 0 | 28.2 | 0
| 0 | FEB05.60 | 22105.6 | 5" | 60 deg KB-Non-Welded 1.5D | F |  | Glv | E |  | 32.9 | 0 | 0% | 0 | 0 | [6 empty] | 0 | 23.3 | 0 | 0 | 32.3 | 0
| 0 | FEB06.60 | 22106.6 | 6" | 60 deg KB-Non-Welded 1.5D | F |  | Glv | E |  | 38.9 | 0 | 0% | 0 | 0 | [6 empty] | 0 | 27.6 | 0 | 0 | 38.1 | 0
| 0 | FEB07.60 | 22107.6 | 7" | 60 deg KB-Non-Welded 1.5D | F |  | Glv | E |  | 45.8 | 0 | 0% | 0 | 0 | [6 empty] | 0 | 32.5 | 0 | 0 | 44.9 | 0
| 0 | FEB08.60 | 22108.6 | 8" | 60 deg KB-Non-Welded 1.5D | F |  | Glv | E |  | 55.6 | 0 | 0% | 0 | 0 | [6 empty] | 0 | 39.5 | 0 | 0 | 54.5 | 0
| 0 | FEB09.60 | 22109.6 | 9" | 60 deg KB-Non-Welded 1.5D | F |  | Glv | E |  | 64.6 | 0 | 0% | 0 | 0 | [6 empty] | 0 | 45.8 | 0 | 0 | 63.3 | 0
| 0 | FEB10.60 | 22110.6 | 10" | 60 deg KB-Non-Welded 1.5D | F |  | Glv | E |  | 75.2 | 0 | 0% | 0 | 0 | [6 empty] | 0 | 53.4 | 0 | 0 | 73.7 | 0
| 0 | FEB11.60 | 22111.6 | 11" | 60 deg KB-Non-Welded 1.5D | F |  | Glv | E |  | 86.2 | 0 | 0% | 0 | 0 | [6 empty] | 0 | 61.2 | 0 | 0 | 84.5 | 0
| 0 | FEB12.60 | 22112.6 | 12" | 60 deg KB-Non-Welded 1.5D | F |  | Glv | E |  | 97.3 | 0 | 0% | 0 | 0 | [6 empty] | 0 | 69 | 0 | 0 | 95.4 | 0
| 0 | FEB13.60 | 22113.6 | 13" | 60 deg KB-Non-Welded 1.5D | F |  | Glv | E |  | 108 | 0 | 0% | 0 | 0 | [6 empty] | 0 | 76.7 | 0 | 0 | 105.9 | 0
| 0 | FEB14.60 | 22114.6 | 14" | 60 deg KB-Non-Welded 1.5D | F |  | Glv | E |  | 118.2 | 0 | 0% | 0 | 0 | [6 empty] | 0 | 83.9 | 0 | 0 | 115.9 | 0
| 0 | FEB15.60 | 22115.6 | 15" | 60 deg KB-Non-Welded 1.5D | F |  | Glv | E |  | 131.5 | 0 | 0% | 0 | 0 | [6 empty] | 0 | 93.3 | 0 | 0 | 128.9 | 0
| 0 | FEB04.45 | 22104.45 | 4" | 45 deg KB-Non-Welded 1.5D | F |  | Glv | E |  | 23.5 | 0 | 0% | 0 | 0 | [6 empty] | 0 | 16.7 | 0 | 0 | 23 | 0
| 0 | FEB05.45 | 22105.45 | 5" | 45 deg KB-Non-Welded 1.5D | F |  | Glv | E |  | 27 | 0 | 0% | 0 | 0 | [6 empty] | 0 | 19.2 | 0 | 0 | 26.5 | 0
| 0 | FEB06.45 | 22106.45 | 6" | 45 deg KB-Non-Welded 1.5D | F |  | Glv | E |  | 31.3 | 0 | 0% | 0 | 0 | [6 empty] | 0 | 22.2 | 0 | 0 | 30.7 | 0
| 0 | FEB07.45 | 22107.45 | 7" | 45 deg KB-Non-Welded 1.5D | F |  | Glv | E |  | 36.7 | 0 | 0% | 0 | 0 | [6 empty] | 0 | 26 | 0 | 0 | 36 | 0
| 0 | FEB08.45 | 22108.45 | 8" | 45 deg KB-Non-Welded 1.5D | F |  | Glv | E |  | 42.4 | 0 | 0% | 0 | 0 | [6 empty] | 0 | 30.1 | 0 | 0 | 41.6 | 0
| 0 | FEB09.45 | 22109.45 | 9" | 45 deg KB-Non-Welded 1.5D | F |  | Glv | E |  | 51.9 | 0 | 0% | 0 | 0 | [6 empty] | 0 | 36.8 | 0 | 0 | 50.9 | 0
| 0 | FEB10.45 | 22110.45 | 10" | 45 deg KB-Non-Welded 1.5D | F |  | Glv | E |  | 61.5 | 0 | 0% | 0 | 0 | [6 empty] | 0 | 43.7 | 0 | 0 | 60.3 | 0
| 0 | FEB11.45 | 22111.45 | 11" | 45 deg KB-Non-Welded 1.5D | F |  | Glv | E |  | 72.8 | 0 | 0% | 0 | 0 | [6 empty] | 0 | 51.7 | 0 | 0 | 71.4 | 0
| 0 | FEB12.45 | 22112.45 | 12" | 45 deg KB-Non-Welded 1.5D | F |  | Glv | E |  | 83.7 | 0 | 0% | 0 | 0 | [6 empty] | 0 | 59.3 | 0 | 0 | 82.1 | 0
| 0 | FEB13.45 | 22113.45 | 13" | 45 deg KB-Non-Welded 1.5D | F |  | Glv | E |  | 90.2 | 0 | 0% | 0 | 0 | [6 empty] | 0 | 63.9 | 0 | 0 | 88.4 | 0
| 0 | FEB14.45 | 22114.45 | 14" | 45 deg KB-Non-Welded 1.5D | F |  | Glv | E |  | 96.4 | 0 | 0% | 0 | 0 | [6 empty] | 0 | 68.4 | 0 | 0 | 94.5 | 0
| 0 | FEB15.45 | 22115.45 | 15" | 45 deg KB-Non-Welded 1.5D | F |  | Glv | E |  | 105.6 | 0 | 0% | 0 | 0 | [6 empty] | 0 | 74.9 | 0 | 0 | 103.5 | 0
| 0 | FEB04.90L | 22104.90L | 4" | 90 deg KB-Non-Welded LR 2.5D | F |  | Glv | E |  | 30.5 | 0 | 0% | 0 | 0 | [6 empty] | 0 | 21.6 | 0 | 0 | 29.9 | 0
| 0 | FEB05.90L | 22105.90L | 5" | 90 deg KB-Non-Welded LR 2.5D | F |  | Glv | E |  | 35.8 | 0 | 0% | 0 | 0 | [6 empty] | 0 | 25.4 | 0 | 0 | 35.1 | 0
| 0 | FEB06.90L | 22106.90L | 6" | 90 deg KB-Non-Welded LR 2.5D | F |  | Glv | E |  | 41.6 | 0 | 0% | 0 | 0 | [6 empty] | 0 | 29.6 | 0 | 0 | 40.8 | 0
| 0 | FEB07.90L | 22107.90L | 7" | 90 deg KB-Non-Welded LR 2.5D | F |  | Glv | E |  | 50.3 | 0 | 0% | 0 | 0 | [6 empty] | 0 | 35.7 | 0 | 0 | 49.3 | 0
| 0 | FEB08.90L | 22108.90L | 8" | 90 deg KB-Non-Welded LR 2.5D | F |  | Glv | E |  | 59.1 | 0 | 0% | 0 | 0 | [6 empty] | 0 | 41.9 | 0 | 0 | 57.9 | 0
| 0 | FEB09.90L | 22109.90L | 9" | 90 deg KB-Non-Welded LR 2.5D | F |  | Glv | E |  | 78.8 | 0 | 0% | 0 | 0 | [6 empty] | 0 | 56 | 0 | 0 | 77.3 | 0
| 0 | FEB10.90L | 22110.90L | 10" | 90 deg KB-Non-Welded LR 2.5D | F |  | Glv | E |  | 93.3 | 0 | 0% | 0 | 0 | [6 empty] | 0 | 66.2 | 0 | 0 | 91.5 | 0
| 0 | FEB11.90L | 22111.90L | 11" | 90 deg KB-Non-Welded LR 2.5D | F |  | Glv | E |  | 103.8 | 0 | 0% | 0 | 0 | [6 empty] | 0 | 73.7 | 0 | 0 | 101.8 | 0
| 0 | FEB12.90L | 22112.90L | 12" | 90 deg KB-Non-Welded LR 2.5D | F |  | Glv | E |  | 114.1 | 0 | 0% | 0 | 0 | [6 empty] | 0 | 81 | 0 | 0 | 111.9 | 0
| 0 | FEB13.90L | 22113.90L | 13" | 90 deg KB-Non-Welded LR 2.5D | F |  | Glv | E |  | 120.6 | 0 | 0% | 0 | 0 | [6 empty] | 0 | 85.5 | 0 | 0 | 118.2 | 0
| 0 | FEB14.90L | 22114.90L | 14" | 90 deg KB-Non-Welded LR 2.5D | F |  | Glv | E |  | 126.2 | 0 | 0% | 0 | 0 | [6 empty] | 0 | 89.5 | 0 | 0 | 123.7 | 0
| 0 | FEB15.90L | 22115.90L | 15" | 90 deg KB-Non-Welded LR 2.5D | F |  | Glv | E |  | 135 | 0 | 0% | 0 | 0 | [6 empty] | 0 | 95.8 | 0 | 0 | 132.4 | 0
| 0 | FEB04.60L | 22104.60L | 4" | 60 deg KB-Non-Welded LR 2.5D | F |  | Glv | E |  | 28.8 | 0 | 0% | 0 | 0 | [6 empty] | 0 | 20.4 | 0 | 0 | 28.2 | 0
| 0 | FEB05.60L | 22105.60L | 5" | 60 deg KB-Non-Welded LR 2.5D | F |  | Glv | E |  | 32.9 | 0 | 0% | 0 | 0 | [6 empty] | 0 | 23.3 | 0 | 0 | 32.3 | 0
| 0 | FEB06.60L | 22106.60L | 6" | 60 deg KB-Non-Welded LR 2.5D | F |  | Glv | E |  | 38.9 | 0 | 0% | 0 | 0 | [6 empty] | 0 | 27.6 | 0 | 0 | 38.1 | 0
| 0 | FEB07.60L | 22107.60L | 7" | 60 deg KB-Non-Welded LR 2.5D | F |  | Glv | E |  | 45.8 | 0 | 0% | 0 | 0 | [6 empty] | 0 | 32.5 | 0 | 0 | 44.9 | 0
| 0 | FEB08.60L | 22108.60L | 8" | 60 deg KB-Non-Welded LR 2.5D | F |  | Glv | E |  | 55.6 | 0 | 0% | 0 | 0 | [6 empty] | 0 | 39.5 | 0 | 0 | 54.5 | 0
| 0 | FEB09.60L | 22109.60L | 9" | 60 deg KB-Non-Welded LR 2.5D | F |  | Glv | E |  | 64.6 | 0 | 0% | 0 | 0 | [6 empty] | 0 | 45.8 | 0 | 0 | 63.3 | 0
| 0 | FEB10.60L | 22110.60L | 10" | 60 deg KB-Non-Welded LR 2.5D | F |  | Glv | E |  | 75.2 | 0 | 0% | 0 | 0 | [6 empty] | 0 | 53.4 | 0 | 0 | 73.7 | 0
| 0 | FEB11.60L | 22111.60L | 11" | 60 deg KB-Non-Welded LR 2.5D | F |  | Glv | E |  | 86.2 | 0 | 0% | 0 | 0 | [6 empty] | 0 | 61.2 | 0 | 0 | 84.5 | 0
| 0 | FEB12.60L | 22112.60L | 12" | 60 deg KB-Non-Welded LR 2.5D | F |  | Glv | E |  | 97.3 | 0 | 0% | 0 | 0 | [6 empty] | 0 | 69 | 0 | 0 | 95.4 | 0
| 0 | FEB13.60L | 22113.60L | 13" | 60 deg KB-Non-Welded LR 2.5D | F |  | Glv | E |  | 108 | 0 | 0% | 0 | 0 | [6 empty] | 0 | 76.7 | 0 | 0 | 105.9 | 0
| 0 | FEB14.60L | 22114.60L | 14" | 60 deg KB-Non-Welded LR 2.5D | F |  | Glv | E |  | 118.2 | 0 | 0% | 0 | 0 | [6 empty] | 0 | 83.9 | 0 | 0 | 115.9 | 0
| 0 | FEB15.60L | 22115.60L | 15" | 60 deg KB-Non-Welded LR 2.5D | F |  | Glv | E |  | 131.5 | 0 | 0% | 0 | 0 | [6 empty] | 0 | 93.3 | 0 | 0 | 128.9 | 0
| 0 | FEB04.45L | 22104.45L | 4" | 45 deg KB-Non-Welded LR 2.5D | F |  | Glv | E |  | 23.5 | 0 | 0% | 0 | 0 | [6 empty] | 0 | 16.7 | 0 | 0 | 23 | 0
| 0 | FEB05.45L | 22105.45L | 5" | 45 deg KB-Non-Welded LR 2.5D | F |  | Glv | E |  | 27 | 0 | 0% | 0 | 0 | [6 empty] | 0 | 19.2 | 0 | 0 | 26.5 | 0
| 0 | FEB06.45L | 22106.45L | 6" | 45 deg KB-Non-Welded LR 2.5D | F |  | Glv | E |  | 31.3 | 0 | 0% | 0 | 0 | [6 empty] | 0 | 22.2 | 0 | 0 | 30.7 | 0
| 0 | FEB07.45L | 2107.45L | 7" | 45 deg KB-Non-Welded LR 2.5D | F |  | Glv | E |  | 36.7 | 0 | 0% | 0 | 0 | [6 empty] | 0 | 26 | 0 | 0 | 36 | 0
| 0 | FEB08.45L | 22108.45L | 8" | 45 deg KB-Non-Welded LR 2.5D | F |  | Glv | E |  | 42.4 | 0 | 0% | 0 | 0 | [6 empty] | 0 | 30.1 | 0 | 0 | 41.6 | 0
| 0 | FEB09.45L | 22109.45L | 9" | 45 deg KB-Non-Welded LR 2.5D | F |  | Glv | E |  | 51.9 | 0 | 0% | 0 | 0 | [6 empty] | 0 | 36.8 | 0 | 0 | 50.9 | 0
| 0 | FEB10.45L | 22110.45L | 10" | 45 deg KB-Non-Welded LR 2.5D | F |  | Glv | E |  | 61.5 | 0 | 0% | 0 | 0 | [6 empty] | 0 | 43.7 | 0 | 0 | 60.3 | 0
| 0 | FEB11.45L | 22111.45L | 11" | 45 deg KB-Non-Welded LR 2.5D | F |  | Glv | E |  | 72.8 | 0 | 0% | 0 | 0 | [6 empty] | 0 | 51.7 | 0 | 0 | 71.4 | 0
| 0 | FEB12.45L | 22112.45L | 12" | 45 deg KB-Non-Welded LR 2.5D | F |  | Glv | E |  | 83.7 | 0 | 0% | 0 | 0 | [6 empty] | 0 | 59.3 | 0 | 0 | 82.1 | 0
| 0 | FEB13.45L | 22113.45L | 13" | 45 deg KB-Non-Welded LR 2.5D | F |  | Glv | E |  | 90.2 | 0 | 0% | 0 | 0 | [6 empty] | 0 | 63.9 | 0 | 0 | 88.4 | 0
| 0 | FEB14.45L | 22114.45L | 14" | 45 deg KB-Non-Welded LR 2.5D | F |  | Glv | E |  | 96.4 | 0 | 0% | 0 | 0 | [6 empty] | 0 | 68.4 | 0 | 0 | 94.5 | 0
| 0 | FEB15.45L | 22115.45L | 15" | 45 deg KB-Non-Welded LR 2.5D | F |  | Glv | E |  | 105.6 | 0 | 0% | 0 | 0 | [6 empty] | 0 | 74.9 | 0 | 0 | 103.5 | 0
| 0 | FEC04.90 | 22204.9 | 4" | 90 deg KB-Welded - 1.5D | F |  | Glv | E |  | 42.5 | 0 | 0% | 0 | 0 | [6 empty] | 0 | 30.2 | 0 | 0 | 41.7 | 0
| 0 | FEC05.90 | 22205.9 | 5" | 90 deg KB-Welded - 1.5D | F |  | Glv | E |  | 50.1 | 0 | 0% | 0 | 0 | [6 empty] | 0 | 35.5 | 0 | 0 | 49.1 | 0
| 0 | FEC06.90 | 22206.9 | 6" | 90 deg KB-Welded - 1.5D | F |  | Glv | E |  | 57.5 | 0 | 0% | 0 | 0 | [6 empty] | 0 | 40.8 | 0 | 0 | 56.4 | 0
| 0 | FEC07.90 | 22207.9 | 7" | 90 deg KB-Welded - 1.5D | F |  | Glv | E |  | 69.2 | 0 | 0% | 0 | 0 | [6 empty] | 0 | 49.1 | 0 | 0 | 67.8 | 0
| 0 | FEC08.90 | 22208.9 | 8" | 90 deg KB-Welded - 1.5D | F |  | Glv | E |  | 80.8 | 0 | 0% | 0 | 0 | [6 empty] | 0 | 57.3 | 0 | 0 | 79.2 | 0
| 0 | FEC09.90 | 22209.9 | 9" | 90 deg KB-Welded - 1.5D | F |  | Glv | E |  | 118.3 | 0 | 0% | 0 | 0 | [6 empty] | 0 | 84 | 0 | 0 | 116 | 0
| 0 | FEC10.90 | 22210.9 | 10" | 90 deg KB-Welded - 1.5D | F |  | Glv | E |  | 139.3 | 0 | 0% | 0 | 0 | [6 empty] | 0 | 98.8 | 0 | 0 | 136.6 | 0
| 0 | FEC11.90 | 22211.9 | 11" | 90 deg KB-Welded - 1.5D | F |  | Glv | E |  | 151.6 | 0 | 0% | 0 | 0 | [6 empty] | 0 | 107.6 | 0 | 0 | 148.6 | 0
| 0 | FEC12.90 | 22212.9 | 12" | 90 deg KB-Welded - 1.5D | F |  | Glv | E |  | 165.6 | 0 | 0% | 0 | 0 | [6 empty] | 0 | 117.5 | 0 | 0 | 162.4 | 0
| 0 | FEC13.90 | 22213.9 | 13" | 90 deg KB-Welded - 1.5D | F |  | Glv | E |  | 176.5 | 0 | 0% | 0 | 0 | [6 empty] | 0 | 125.2 | 0 | 0 | 173 | 0
| 0 | FEC14.90 | 22214.9 | 14" | 90 deg KB-Welded - 1.5D | F |  | Glv | E |  | 190 | 0 | 0% | 0 | 0 | [6 empty] | 0 | 134.8 | 0 | 0 | 186.3 | 0
| 0 | FEC15.90 | 22215.9 | 15" | 90 deg KB-Welded - 1.5D | F |  | Glv | E |  | 193.9 | 0 | 0% | 0 | 0 | [6 empty] | 0 | 137.6 | 0 | 0 | 190.1 | 0
| 0 | FEC04.60 | 22204.6 | 4" | 60 deg KB-Welded - 1.5D | F |  | Glv | E |  | 40 | 0 | 0% | 0 | 0 | [6 empty] | 0 | 28.4 | 0 | 0 | 39.2 | 0
| 0 | FEC05.60 | 22205.6 | 5" | 60 deg KB-Welded - 1.5D | F |  | Glv | E |  | 45.6 | 0 | 0% | 0 | 0 | [6 empty] | 0 | 32.4 | 0 | 0 | 44.7 | 0
| 0 | FEC06.60 | 22206.6 | 6" | 60 deg KB-Welded - 1.5D | F |  | Glv | E |  | 51 | 0 | 0% | 0 | 0 | [6 empty] | 0 | 36.2 | 0 | 0 | 50 | 0
| 0 | FEC07.60 | 22207.6 | 7" | 60 deg KB-Welded - 1.5D | F |  | Glv | E |  | 59.4 | 0 | 0% | 0 | 0 | [6 empty] | 0 | 42.2 | 0 | 0 | 58.2 | 0
| 0 | FEC08.60 | 22208.6 | 8" | 60 deg KB-Welded - 1.5D | F |  | Glv | E |  | 69 | 0 | 0% | 0 | 0 | [6 empty] | 0 | 48.9 | 0 | 0 | 67.6 | 0
| 0 | FEC09.60 | 22209.6 | 9" | 60 deg KB-Welded - 1.5D | F |  | Glv | E |  | 88.7 | 0 | 0% | 0 | 0 | [6 empty] | 0 | 63 | 0 | 0 | 87 | 0
| 0 | FEC10.60 | 22210.6 | 10" | 60 deg KB-Welded - 1.5D | F |  | Glv | E |  | 101.9 | 0 | 0% | 0 | 0 | [6 empty] | 0 | 72.3 | 0 | 0 | 99.9 | 0
| 0 | FEC11.60 | 22211.6 | 11" | 60 deg KB-Welded - 1.5D | F |  | Glv | E |  | 114.9 | 0 | 0% | 0 | 0 | [6 empty] | 0 | 81.5 | 0 | 0 | 112.6 | 0
| 0 | FEC12.60 | 22212.6 | 12" | 60 deg KB-Welded - 1.5D | F |  | Glv | E |  | 127.4 | 0 | 0% | 0 | 0 | [6 empty] | 0 | 90.4 | 0 | 0 | 124.9 | 0
| 0 | FEC13.60 | 22213.6 | 13" | 60 deg KB-Welded - 1.5D | F |  | Glv | E |  | 144 | 0 | 0% | 0 | 0 | [6 empty] | 0 | 102.2 | 0 | 0 | 141.2 | 0
| 0 | FEC14.60 | 22214.6 | 14" | 60 deg KB-Welded - 1.5D | F |  | Glv | E |  | 156.5 | 0 | 0% | 0 | 0 | [6 empty] | 0 | 111 | 0 | 0 | 153.4 | 0
| 0 | FEC15.60 | 22215.6 | 15" | 60 deg KB-Welded - 1.5D | F |  | Glv | E |  | 171.6 | 0 | 0% | 0 | 0 | [6 empty] | 0 | 121.7 | 0 | 0 | 168.2 | 0
| 0 | FEC04.45 | 22204.45 | 4" | 45 deg KB-Welded - 1.5D | F |  | Glv | E |  | 32.4 | 0 | 0% | 0 | 0 | [6 empty] | 0 | 23 | 0 | 0 | 31.8 | 0
| 0 | FEC05.45 | 22205.45 | 5" | 45 deg KB-Welded - 1.5D | F |  | Glv | E |  | 37.6 | 0 | 0% | 0 | 0 | [6 empty] | 0 | 26.7 | 0 | 0 | 36.9 | 0
| 0 | FEC06.45 | 22206.45 | 6" | 45 deg KB-Welded - 1.5D | F |  | Glv | E |  | 42.7 | 0 | 0% | 0 | 0 | [6 empty] | 0 | 30.3 | 0 | 0 | 41.9 | 0
| 0 | FEC07.45 | 22207.45 | 7" | 45 deg KB-Welded - 1.5D | F |  | Glv | E |  | 49.3 | 0 | 0% | 0 | 0 | [6 empty] | 0 | 35 | 0 | 0 | 48.3 | 0
| 0 | FEC08.45 | 22208.45 | 8" | 45 deg KB-Welded - 1.5D | F |  | Glv | E |  | 56.9 | 0 | 0% | 0 | 0 | [6 empty] | 0 | 40.3 | 0 | 0 | 55.8 | 0
| 0 | FEC09.45 | 22209.45 | 9" | 45 deg KB-Welded - 1.5D | F |  | Glv | E |  | 79.8 | 0 | 0% | 0 | 0 | [6 empty] | 0 | 56.6 | 0 | 0 | 78.2 | 0
| 0 | FEC10.45 | 22210.45 | 10" | 45 deg KB-Welded - 1.5D | F |  | Glv | E |  | 84.4 | 0 | 0% | 0 | 0 | [6 empty] | 0 | 59.9 | 0 | 0 | 82.7 | 0
| 0 | FEC11.45 | 22211.45 | 11" | 45 deg KB-Welded - 1.5D | F |  | Glv | E |  | 98 | 0 | 0% | 0 | 0 | [6 empty] | 0 | 69.6 | 0 | 0 | 96.1 | 0
| 0 | FEC12.45 | 22212.45 | 12" | 45 deg KB-Welded - 1.5D | F |  | Glv | E |  | 110.8 | 0 | 0% | 0 | 0 | [6 empty] | 0 | 78.6 | 0 | 0 | 108.6 | 0
| 0 | FEC13.45 | 22213.45 | 13" | 45 deg KB-Welded - 1.5D | F |  | Glv | E |  | 121.5 | 0 | 0% | 0 | 0 | [6 empty] | 0 | 86.2 | 0 | 0 | 119.1 | 0
| 0 | FEC14.45 | 22214.45 | 14" | 45 deg KB-Welded - 1.5D | F |  | Glv | E |  | 128.5 | 0 | 0% | 0 | 0 | [6 empty] | 0 | 91.2 | 0 | 0 | 126 | 0
| 0 | FEC15.45 | 22215.45 | 15" | 45 deg KB-Welded - 1.5D | F |  | Glv | E |  | 138.8 | 0 | 0% | 0 | 0 | [6 empty] | 0 | 98.5 | 0 | 0 | 136.1 | 0
| 0 | 0 |  | 4" | Flngd 30 Wlded KB El Std Rad | F | Not Available- | Glv | E |  | 32.4 | 0 | 0% | 0 | 0 | [6 empty] | 0 | 23 | 0 | 0 | 31.8 | 0
| 0 | 0 |  | 5" | Flngd 30 Wlded KB El Std Rad | F |  | Glv | E |  | 37.6 | 0 | 0% | 0 | 0 | [6 empty] | 0 | 26.7 | 0 | 0 | 36.9 | 0
| 0 | 0 |  | 6" | Flngd 30 Wlded KB El Std Rad | F |  | Glv | E |  | 42.7 | 0 | 0% | 0 | 0 | [6 empty] | 0 | 30.3 | 0 | 0 | 41.9 | 0
| 0 | 0 |  | 7" | Flngd 30 Wlded KB El Std Rad | F |  | Glv | E |  | 49.3 | 0 | 0% | 0 | 0 | [6 empty] | 0 | 35 | 0 | 0 | 48.3 | 0
| 0 | 0 |  | 8" | Flngd 30 Wlded KB El Std Rad | F |  | Glv | E |  | 56.9 | 0 | 0% | 0 | 0 | [6 empty] | 0 | 40.3 | 0 | 0 | 55.8 | 0
| 0 | 0 |  | 9" | Flngd 30 Wlded KB El Std Rad | F |  | Glv | E |  | 79.8 | 0 | 0% | 0 | 0 | [6 empty] | 0 | 56.6 | 0 | 0 | 78.2 | 0
| 0 | 0 |  | 10" | Flngd 30 Wlded KB El Std Rad | F |  | Glv | E |  | 84.4 | 0 | 0% | 0 | 0 | [6 empty] | 0 | 59.9 | 0 | 0 | 82.7 | 0
| 0 | 0 |  | 11" | Flngd 30 Wlded KB El Std Rad | F |  | Glv | E |  | 98 | 0 | 0% | 0 | 0 | [6 empty] | 0 | 69.6 | 0 | 0 | 96.1 | 0
| 0 | 0 |  | 12" | Flngd 30 Wlded KB El Std Rad | F |  | Glv | E |  | 110.8 | 0 | 0% | 0 | 0 | [6 empty] | 0 | 78.6 | 0 | 0 | 108.6 | 0
| 0 | 0 |  | 13" | Flngd 30 Wlded KB El Std Rad | F |  | Glv | E |  | 121.5 | 0 | 0% | 0 | 0 | [6 empty] | 0 | 86.2 | 0 | 0 | 119.1 | 0
| 0 | 0 |  | 14" | Flngd 30 Wlded KB El Std Rad | F |  | Glv | E |  | 128.5 | 0 | 0% | 0 | 0 | [6 empty] | 0 | 91.2 | 0 | 0 | 126 | 0
| 0 | 0 |  | 15" | Flngd 30 Wlded KB El Std Rad | F |  | Glv | E |  | 138.8 | 0 | 0% | 0 | 0 | [6 empty] | 0 | 98.5 | 0 | 0 | 136.1 | 0
| 0 | FEC04.90L | 22204.9L | 4" | Flngd 90 Wlded KB El Lng Rad | F |  | Glv | E |  | 42.5 | 0 | 0% | 0 | 0 | [6 empty] | 0 | 30.2 | 0 | 0 | 41.7 | 0
| 0 | FEC05.90L | 22205.9L | 5" | Flngd 90 Wlded KB El Lng Rad | F |  | Glv | E |  | 50.1 | 0 | 0% | 0 | 0 | [6 empty] | 0 | 35.5 | 0 | 0 | 49.1 | 0
| 0 | FEC06.90L | 22206.9L | 6" | Flngd 90 Wlded KB El Lng Rad | F |  | Glv | E |  | 57.5 | 0 | 0% | 0 | 0 | [6 empty] | 0 | 40.8 | 0 | 0 | 56.4 | 0
| 0 | FEC07.90L | 22207.9L | 7" | Flngd 90 Wlded KB El Lng Rad | F |  | Glv | E |  | 69.2 | 0 | 0% | 0 | 0 | [6 empty] | 0 | 49.1 | 0 | 0 | 67.8 | 0
| 0 | FEC08.90L | 22208.9L | 8" | Flngd 90 Wlded KB El Lng Rad | F |  | Glv | E |  | 80.8 | 0 | 0% | 0 | 0 | [6 empty] | 0 | 57.3 | 0 | 0 | 79.2 | 0
| 0 | FEC09.90L | 22209.9L | 9" | Flngd 90 Wlded KB El Lng Rad | F |  | Glv | E |  | 118.3 | 0 | 0% | 0 | 0 | [6 empty] | 0 | 84 | 0 | 0 | 116 | 0
| 0 | FEC10.90L | 22210.9L | 10" | Flngd 90 Wlded KB El Lng Rad | F |  | Glv | E |  | 139.3 | 0 | 0% | 0 | 0 | [6 empty] | 0 | 98.8 | 0 | 0 | 136.6 | 0
| 0 | FEC11.90L | 22211.9L | 11" | Flngd 90 Wlded KB El Lng Rad | F |  | Glv | E |  | 151.6 | 0 | 0% | 0 | 0 | [6 empty] | 0 | 107.6 | 0 | 0 | 148.6 | 0
| 0 | FEC12.90L | 22212.9L | 12" | Flngd 90 Wlded KB El Lng Rad | F |  | Glv | E |  | 165.6 | 0 | 0% | 0 | 0 | [6 empty] | 0 | 117.5 | 0 | 0 | 162.4 | 0
| 0 | FEC13.90L | 22213.9L | 13" | Flngd 90 Wlded KB El Lng Rad | F |  | Glv | E |  | 176.5 | 0 | 0% | 0 | 0 | [6 empty] | 0 | 125.2 | 0 | 0 | 173 | 0
| 0 | FEC14.90L | 22214.9L | 14" | Flngd 90 Wlded KB El Lng Rad | F |  | Glv | E |  | 190 | 0 | 0% | 0 | 0 | [6 empty] | 0 | 134.8 | 0 | 0 | 186.3 | 0
| 0 | FEC15.90L | 22215.9L | 15" | Flngd 90 Wlded KB El Lng Rad | F |  | Glv | E |  | 193.9 | 0 | 0% | 0 | 0 | [6 empty] | 0 | 137.6 | 0 | 0 | 190.1 | 0
| 0 | FEC04.60L | 22204.6L | 4" | Flngd 60 Wlded KB El Lng Rad | F |  | Glv | E |  | 40 | 0 | 0% | 0 | 0 | [6 empty] | 0 | 28.4 | 0 | 0 | 39.2 | 0
| 0 | FEC05.60L | 22205.6L | 5" | Flngd 60 Wlded KB El Lng Rad | F |  | Glv | E |  | 45.6 | 0 | 0% | 0 | 0 | [6 empty] | 0 | 32.4 | 0 | 0 | 44.7 | 0
| 0 | FEC06.60L | 22206.6L | 6" | Flngd 60 Wlded KB El Lng Rad | F |  | Glv | E |  | 51 | 0 | 0% | 0 | 0 | [6 empty] | 0 | 36.2 | 0 | 0 | 50 | 0
| 0 | FEC07.60L | 22207.6L | 7" | Flngd 60 Wlded KB El Lng Rad | F |  | Glv | E |  | 59.4 | 0 | 0% | 0 | 0 | [6 empty] | 0 | 42.2 | 0 | 0 | 58.2 | 0
| 0 | FEC08.60L | 22208.6L | 8" | Flngd 60 Wlded KB El Lng Rad | F |  | Glv | E |  | 69 | 0 | 0% | 0 | 0 | [6 empty] | 0 | 48.9 | 0 | 0 | 67.6 | 0
| 0 | FEC09.60L | 22209.6L | 9" | Flngd 60 Wlded KB El Lng Rad | F |  | Glv | E |  | 88.7 | 0 | 0% | 0 | 0 | [6 empty] | 0 | 63 | 0 | 0 | 87 | 0
| 0 | FEC10.60L | 22210.6L | 10" | Flngd 60 Wlded KB El Lng Rad | F |  | Glv | E |  | 101.9 | 0 | 0% | 0 | 0 | [6 empty] | 0 | 72.3 | 0 | 0 | 99.9 | 0
| 0 | FEC11.60L | 22211.6L | 11" | Flngd 60 Wlded KB El Lng Rad | F |  | Glv | E |  | 114.9 | 0 | 0% | 0 | 0 | [6 empty] | 0 | 81.5 | 0 | 0 | 112.6 | 0
| 0 | FEC12.60L | 22212.6L | 12" | Flngd 60 Wlded KB El Lng Rad | F |  | Glv | E |  | 127.4 | 0 | 0% | 0 | 0 | [6 empty] | 0 | 90.4 | 0 | 0 | 124.9 | 0
| 0 | FEC13.60L | 22213.6L | 13" | Flngd 60 Wlded KB El Lng Rad | F |  | Glv | E |  | 144 | 0 | 0% | 0 | 0 | [6 empty] | 0 | 102.2 | 0 | 0 | 141.2 | 0
| 0 | FEC14.60L | 22214.6L | 14" | Flngd 60 Wlded KB El Lng Rad | F |  | Glv | E |  | 156.5 | 0 | 0% | 0 | 0 | [6 empty] | 0 | 111 | 0 | 0 | 153.4 | 0
| 0 | FEC15.60L | 22215.6L | 15" | Flngd 60 Wlded KB El Lng Rad | F |  | Glv | E |  | 171.6 | 0 | 0% | 0 | 0 | [6 empty] | 0 | 121.7 | 0 | 0 | 168.2 | 0
| 0 | FEC04.45L | 22204.45L | 4" | Flngd 45 Wlded KB El Lng Rad | F |  | Glv | E |  | 32.4 | 0 | 0% | 0 | 0 | [6 empty] | 0 | 23 | 0 | 0 | 31.8 | 0
| 0 | FEC05.45L | 22205.45L | 5" | Flngd 45 Wlded KB El Lng Rad | F |  | Glv | E |  | 37.6 | 0 | 0% | 0 | 0 | [6 empty] | 0 | 26.7 | 0 | 0 | 36.9 | 0
| 0 | FEC06.45L | 22206.45L | 6" | Flngd 45 Wlded KB El Lng Rad | F |  | Glv | E |  | 42.7 | 0 | 0% | 0 | 0 | [6 empty] | 0 | 30.3 | 0 | 0 | 41.9 | 0
| 0 | FEC07.45L | 22207.45L | 7" | Flngd 45 Wlded KB El Lng Rad | F |  | Glv | E |  | 49.3 | 0 | 0% | 0 | 0 | [6 empty] | 0 | 35 | 0 | 0 | 48.3 | 0
| 0 | FEC08.45L | 22208.45L | 8" | Flngd 45 Wlded KB El Lng Rad | F |  | Glv | E |  | 56.9 | 0 | 0% | 0 | 0 | [6 empty] | 0 | 40.3 | 0 | 0 | 55.8 | 0
| 0 | FEC09.45L | 22209.45L | 9" | Flngd 45 Wlded KB El Lng Rad | F |  | Glv | E |  | 79.8 | 0 | 0% | 0 | 0 | [6 empty] | 0 | 56.6 | 0 | 0 | 78.2 | 0
| 0 | FEC10.45L | 22210.45L | 10" | Flngd 45 Wlded KB El Lng Rad | F |  | Glv | E |  | 84.4 | 0 | 0% | 0 | 0 | [6 empty] | 0 | 59.9 | 0 | 0 | 82.7 | 0
| 0 | FEC11.45L | 22211.45L | 11" | Flngd 45 Wlded KB El Lng Rad | F |  | Glv | E |  | 98 | 0 | 0% | 0 | 0 | [6 empty] | 0 | 69.6 | 0 | 0 | 96.1 | 0
| 0 | FEC12.45L | 22212.45L | 12" | Flngd 45 Wlded KB El Lng Rad | F |  | Glv | E |  | 110.8 | 0 | 0% | 0 | 0 | [6 empty] | 0 | 78.6 | 0 | 0 | 108.6 | 0
| 0 | FEC13.45L | 22213.45L | 13" | Flngd 45 Wlded KB El Lng Rad | F |  | Glv | E |  | 121.5 | 0 | 0% | 0 | 0 | [6 empty] | 0 | 86.2 | 0 | 0 | 119.1 | 0
| 0 | FEC14.45L | 22214.45L | 14" | Flngd 45 Wlded KB El Lng Rad | F |  | Glv | E |  | 128.5 | 0 | 0% | 0 | 0 | [6 empty] | 0 | 91.2 | 0 | 0 | 126 | 0
| 0 | FEC15.45L | 22215.45L | 15" | Flngd 45 Wlded KB El Lng Rad | F |  | Glv | E |  | 138.8 | 0 | 0% | 0 | 0 | [6 empty] | 0 | 98.5 | 0 | 0 | 136.1 | 0
| 0 | FCA04 | 23004 | 4" | Flange | F |  | Glv | S |  | 5.1 | 0 | 0% | 0 | 0 | [6 empty] | 0 | 3.7 | 0 | 0 | 5 | 0
| 0 | FCA05 | 23005 | 5" | Flange | F |  | Glv | S |  | 5.6 | 0 | 0% | 0 | 0 | [6 empty] | 0 | 4.1 | 0 | 0 | 5.5 | 0
| 0 | FCA06 | 23006 | 6" | Flange | F |  | Glv | S |  | 6.8 | 0 | 0% | 0 | 0 | [6 empty] | 0 | 4.9 | 0 | 0 | 6.7 | 0
| 0 | FCA07 | 23007 | 7" | Flange | F |  | Glv | S |  | 8.3 | 0 | 0% | 0 | 0 | [6 empty] | 0 | 5.9 | 0 | 0 | 8.1 | 0
| 0 | FCA08 | 23008 | 8" | Flange | F |  | Glv | S |  | 9.3 | 0 | 0% | 0 | 0 | [6 empty] | 0 | 6.7 | 0 | 0 | 9.1 | 0
| 0 | FCA09 | 23009 | 9" | Flange | F |  | Glv | S |  | 10.7 | 0 | 0% | 0 | 0 | [6 empty] | 0 | 7.7 | 0 | 0 | 10.5 | 0
| 0 | FCA10 | 23010 | 10" | Flange | F |  | Glv | S |  | 11.9 | 0 | 0% | 0 | 0 | [6 empty] | 0 | 8.7 | 0 | 0 | 11.7 | 0
| 0 | FCA11 | 23011 | 11" | Flange | F |  | Glv | S |  | 13.8 | 0 | 0% | 0 | 0 | [6 empty] | 0 | 9.9 | 0 | 0 | 13.5 | 0
| 0 | FCA12 | 23012 | 12" | Flange | F |  | Glv | S |  | 15.9 | 0 | 0% | 0 | 0 | [6 empty] | 0 | 11.5 | 0 | 0 | 15.6 | 0
| 0 | FCA13 | 23013 | 13" | Flange | F |  | Glv | S |  | 17.7 | 0 | 0% | 0 | 0 | [6 empty] | 0 | 12.8 | 0 | 0 | 17.4 | 0
| 0 | FCA14 | 23014 | 14" | Flange | F |  | Glv | S |  | 19.5 | 0 | 0% | 0 | 0 | [6 empty] | 0 | 14.1 | 0 | 0 | 19.1 | 0
| 0 | FCA15 | 23015 | 15" | Flange | F |  | Glv | S |  | 24.2 | 0 | 0% | 0 | 0 | [6 empty] | 0 | 17.4 | 0 | 0 | 23.7 | 0
| 0 | FCA16 | 23016 | 16" | Flange | F |  | Glv | S |  | 26.1 | 0 | 0% | 0 | 0 | [6 empty] | 0 | 18.8 | 0 | 0 | 25.6 | 0
| 0 | FCA17 | 23017 | 17" | Flange | F |  | Glv | S |  | 26.9 | 0 | 0% | 0 | 0 | [6 empty] | 0 | 19.4 | 0 | 0 | 26.4 | 0
| 0 | FCA18 | 23018 | 18" | Flange | F |  | Glv | S |  | 27.8 | 0 | 0% | 0 | 0 | [6 empty] | 0 | 20.1 | 0 | 0 | 27.3 | 0
| 0 | FCA19 | 23019 | 19" | Flange | F |  | Glv | S |  | 28.5 | 0 | 0% | 0 | 0 | [6 empty] | 0 | 20.6 | 0 | 0 | 27.9 | 0
| 0 | FCA20 | 23020 | 20" | Flange | F |  | Glv | S |  | 30.3 | 0 | 0% | 0 | 0 | [6 empty] | 0 | 21.8 | 0 | 0 | 29.7 | 0
| 0 | FCA22 | 23022 | 22" | Flange | F |  | Glv | S |  | 32.5 | 0 | 0% | 0 | 0 | [6 empty] | 0 | 23.5 | 0 | 0 | 31.9 | 0
| 0 | FCA24 | 23024 | 24" | Flange | F |  | Glv | S |  | 34.7 | 0 | 0% | 0 | 0 | [6 empty] | 0 | 25.1 | 0 | 0 | 34 | 0
| 0 | FCA26 | 23026 | 26" | Flange | F |  | Glv | S |  | 48.9 | 0 | 0% | 0 | 0 | [6 empty] | 0 | 35.3 | 0 | 0 | 47.9 | 0
| 0 | FCA28 | 23028 | 28" | Flange | F |  | Glv | S |  | 51.8 | 0 | 0% | 0 | 0 | [6 empty] | 0 | 37.4 | 0 | 0 | 50.8 | 0
| 0 | FCA30 | 23030 | 30" | Flange | F |  | Glv | S |  | 55.4 | 0 | 0% | 0 | 0 | [6 empty] | 0 | 40 | 0 | 0 | 54.3 | 0
| 0 | FCA32 | 23032 | 32" | Flange | F |  | Glv | S |  | 59 | 0 | 0% | 0 | 0 | [6 empty] | 0 | 42.6 | 0 | 0 | 57.8 | 0
| 0 | FCA34 | 23034 | 34" | Flange | F |  | Glv | S |  | 62.1 | 0 | 0% | 0 | 0 | [6 empty] | 0 | 44.9 | 0 | 0 | 60.9 | 0
| 0 | FCA36 | 23036 | 36" | Flange | F |  | Glv | S |  | 64.4 | 0 | 0% | 0 | 0 | [6 empty] | 0 | 46.5 | 0 | 0 | 63.1 | 0
| 0 | FCA38 | 23038 | 38" | Flange | F |  | Glv | S |  | 67.3 | 0 | 0% | 0 | 0 | [6 empty] | 0 | 48.6 | 0 | 0 | 66 | 0
| 0 | FCA40 | 23040 | 40" | Flange | F |  | Glv | S |  | 72.2 | 0 | 0% | 0 | 0 | [6 empty] | 0 | 52.2 | 0 | 0 | 70.8 | 0
| 0 | FCA42 | 23042 | 42" | Flange | F |  | Glv | S |  | 95.4 | 0 | 0% | 0 | 0 | [6 empty] | 0 | 68.8 | 0 | 0 | 93.5 | 0
| 0 | FCA44 | 23044 | 44" | Flange | F |  | Glv | S |  | 99.5 | 0 | 0% | 0 | 0 | [6 empty] | 0 | 71.8 | 0 | 0 | 97.5 | 0
| 0 | FCA46 | 23046 | 46" | Flange | F |  | Glv | S |  | 103.1 | 0 | 0% | 0 | 0 | [6 empty] | 0 | 74.4 | 0 | 0 | 101.1 | 0
| 0 | FCA48 | 23048 | 48" | Flange | F |  | Glv | S |  | 107.7 | 0 | 0% | 0 | 0 | [6 empty] | 0 | 77.8 | 0 | 0 | 105.6 | 0
| 0 | FBA04.30 | 24004.3 | 4" | Flanged 30 deg Branch | F | A-B-C | Glv | B |  | 93.7 | 0 | 0% | 0 | 0 | [6 empty] | 0 | 67.7 | 0 | 0 | 91.9 | 0
| 0 | FBA05.30 | 24005.3 | 5" | Flanged 30 deg Branch | F | A-B-C | Glv | B |  | 98.5 | 0 | 0% | 0 | 0 | [6 empty] | 0 | 71.2 | 0 | 0 | 96.6 | 0
| 0 | FBA06.30 | 24006.3 | 6" | Flanged 30 deg Branch | F | A-B-C | Glv | B |  | 104.4 | 0 | 0% | 0 | 0 | [6 empty] | 0 | 75.5 | 0 | 0 | 102.4 | 0
| 0 | FBA07.30 | 24007.3 | 7" | Flanged 30 deg Branch | F | A-B-C | Glv | B |  | 108.9 | 0 | 0% | 0 | 0 | [6 empty] | 0 | 78.7 | 0 | 0 | 106.8 | 0
| 0 | FBA08.30 | 24008.3 | 8" | Flanged 30 deg Branch | F | A-B-C | Glv | B |  | 114.1 | 0 | 0% | 0 | 0 | [6 empty] | 0 | 82.5 | 0 | 0 | 111.9 | 0
| 0 | FBA09.30 | 24009.3 | 9" | Flanged 30 deg Branch | F | A-B-C | Glv | B |  | 120.7 | 0 | 0% | 0 | 0 | [6 empty] | 0 | 87.2 | 0 | 0 | 118.3 | 0
| 0 | FBA10.30 | 24010.3 | 10" | Flanged 30 deg Branch | F | A-B-C | Glv | B |  | 129.4 | 0 | 0% | 0 | 0 | [6 empty] | 0 | 93.5 | 0 | 0 | 126.9 | 0
| 0 | FBA11.30 | 24011.3 | 11" | Flanged 30 deg Branch | F | A-B-C | Glv | B |  | 140.1 | 0 | 0% | 0 | 0 | [6 empty] | 0 | 101.2 | 0 | 0 | 137.4 | 0
| 0 | FBA12.30 | 24012.3 | 12" | Flanged 30 deg Branch | F | A-B-C | Glv | B |  | 150.1 | 0 | 0% | 0 | 0 | [6 empty] | 0 | 108.5 | 0 | 0 | 147.2 | 0
| 0 | FBA13.30 | 24013.3 | 13" | Flanged 30 deg Branch | F | A-B-C | Glv | B |  | 164.7 | 0 | 0% | 0 | 0 | [6 empty] | 0 | 119 | 0 | 0 | 161.5 | 0
| 0 | FBA14.30 | 24014.3 | 14" | Flanged 30 deg Branch | F | A-B-C | Glv | B |  | 178.7 | 0 | 0% | 0 | 0 | [6 empty] | 0 | 129.1 | 0 | 0 | 175.2 | 0
| 0 | FBA15.30 | 24015.3 | 15" | Flanged 30 deg Branch | F | A-B-C | Glv | B |  | 196.8 | 0 | 0% | 0 | 0 | [6 empty] | 0 | 142.2 | 0 | 0 | 192.9 | 0
| 0 | FBA16.30 | 24016.3 | 16" | Flanged 30 deg Branch | F | A-B-C | Glv | B |  | 210.3 | 0 | 0% | 0 | 0 | [6 empty] | 0 | 152 | 0 | 0 | 206.2 | 0
| 0 | FBA17.30 | 24017.3 | 17" | Flanged 30 deg Branch | F | A-B-C | Glv | B |  | 219.3 | 0 | 0% | 0 | 0 | [6 empty] | 0 | 158.4 | 0 | 0 | 215 | 0
| 0 | FBA18.30 | 24018.3 | 18" | Flanged 30 deg Branch | F | A-B-C | Glv | B |  | 228.4 | 0 | 0% | 0 | 0 | [6 empty] | 0 | 164.9 | 0 | 0 | 223.9 | 0
| 0 | FBA19.30 | 24019.3 | 19" | Flanged 30 deg Branch | F | A-B-C | Glv | B |  | 247.2 | 0 | 0% | 0 | 0 | [6 empty] | 0 | 178.6 | 0 | 0 | 242.4 | 0
| 0 | FBA20.30 | 24020.3 | 20" | Flanged 30 deg Branch | F | A-B-C | Glv | B |  | 266.7 | 0 | 0% | 0 | 0 | [6 empty] | 0 | 192.7 | 0 | 0 | 261.5 | 0
| 0 | FBA22.30 | 24022.3 | 22" | Flanged 30 deg Branch | F | A-B-C | Glv | B |  | 322.7 | 0 | 0% | 0 | 0 | [6 empty] | 0 | 233.1 | 0 | 0 | 316.4 | 0
| 0 | FBA24.30 | 24024.3 | 24" | Flanged 30 deg Branch | F | A-B-C | Glv | B |  | 347.6 | 0 | 0% | 0 | 0 | [6 empty] | 0 | 251.1 | 0 | 0 | 340.8 | 0
| 0 | FBA26.30 | 24026.3 | 26" | Flanged 30 deg Branch | F | A-B-C | Glv | B |  | 376.5 | 0 | 0% | 0 | 0 | [6 empty] | 0 | 271.9 | 0 | 0 | 369.1 | 0
| 0 | FBA28.30 | 24028.3 | 28" | Flanged 30 deg Branch | F | A-B-C | Glv | B |  | 405.5 | 0 | 0% | 0 | 0 | [6 empty] | 0 | 292.8 | 0 | 0 | 397.5 | 0
| 0 | FBA30.30 | 24030.3 | 30" | Flanged 30 deg Branch | F | A-B-C | Glv | B |  | 434.4 | 0 | 0% | 0 | 0 | [6 empty] | 0 | 313.8 | 0 | 0 | 425.9 | 0
| 0 | FBA32.30 | 24032.3 | 32" | Flanged 30 deg Branch | F | A-B-C | Glv | B |  | 463.4 | 0 | 0% | 0 | 0 | [6 empty] | 0 | 334.7 | 0 | 0 | 454.3 | 0
| 0 | FBA34.30 | 24034.3 | 34" | Flanged 30 deg Branch | F | A-B-C | Glv | B |  | 492.3 | 0 | 0% | 0 | 0 | [6 empty] | 0 | 355.6 | 0 | 0 | 482.6 | 0
| 0 | FBA36.30 | 24036.3 | 36" | Flanged 30 deg Branch | F | A-B-C | Glv | B |  | 521.2 | 0 | 0% | 0 | 0 | [6 empty] | 0 | 376.5 | 0 | 0 | 511 | 0
| 0 | FBA38.30 | 24038.3 | 38" | Flanged 30 deg Branch | F | A-B-C | Glv | B |  | 550.2 | 0 | 0% | 0 | 0 | [6 empty] | 0 | 397.4 | 0 | 0 | 539.4 | 0
| 0 | FBA40.30 | 24040.3 | 40" | Flanged 30 deg Branch | F | A-B-C | Glv | B |  | 579.2 | 0 | 0% | 0 | 0 | [6 empty] | 0 | 418.4 | 0 | 0 | 567.8 | 0
| 0 | FBA42.30 | 24042.3 | 42" | Flanged 30 deg Branch | F | A-B-C | Glv | B |  | 669.5 | 0 | 0% | 0 | 0 | [6 empty] | 0 | 483.7 | 0 | 0 | 656.4 | 0
| 0 | FBA44.30 | 24044.3 | 44" | Flanged 30 deg Branch | F | A-B-C | Glv | B |  | 1151.3 | 0 | 0% | 0 | 0 | [6 empty] | 0 | 831.6 | 0 | 0 | 1128.7 | 0
| 0 | FBA46.30 | 24046.3 | 46" | Flanged 30 deg Branch | F | A-B-C | Glv | B |  | 1249.6 | 0 | 0% | 0 | 0 | [6 empty] | 0 | 902.7 | 0 | 0 | 1225.1 | 0
| 0 | FBA48.30 | 24048.3 | 48" | Flanged 30 deg Branch | F | A-B-C | Glv | B |  | 1348.1 | 0 | 0% | 0 | 0 | [6 empty] | 0 | 973.8 | 0 | 0 | 1321.7 | 0
| 0 | FBA04.45 | 24004.45 | 4" | Flanged 45 deg Branch | F | A-B-C | Glv | B |  | 93.7 | 0 | 0% | 0 | 0 | [6 empty] | 0 | 67.7 | 0 | 0 | 91.9 | 0
| 0 | FBA05.45 | 24005.45 | 5" | Flanged 45 deg Branch | F | A-B-C | Glv | B |  | 98.5 | 0 | 0% | 0 | 0 | [6 empty] | 0 | 71.2 | 0 | 0 | 96.6 | 0
| 0 | FBA06.45 | 24006.45 | 6" | Flanged 45 deg Branch | F | A-B-C | Glv | B |  | 104.4 | 0 | 0% | 0 | 0 | [6 empty] | 0 | 75.5 | 0 | 0 | 102.4 | 0
| 0 | FBA07.45 | 24007.45 | 7" | Flanged 45 deg Branch | F | A-B-C | Glv | B |  | 108.9 | 0 | 0% | 0 | 0 | [6 empty] | 0 | 78.7 | 0 | 0 | 106.8 | 0
| 0 | FBA08.45 | 24008.45 | 8" | Flanged 45 deg Branch | F | A-B-C | Glv | B |  | 114.1 | 0 | 0% | 0 | 0 | [6 empty] | 0 | 82.5 | 0 | 0 | 111.9 | 0
| 0 | FBA09.45 | 24009.45 | 9" | Flanged 45 deg Branch | F | A-B-C | Glv | B |  | 120.7 | 0 | 0% | 0 | 0 | [6 empty] | 0 | 87.2 | 0 | 0 | 118.3 | 0
| 0 | FBA10.45 | 24010.45 | 10" | Flanged 45 deg Branch | F | A-B-C | Glv | B |  | 129.4 | 0 | 0% | 0 | 0 | [6 empty] | 0 | 93.5 | 0 | 0 | 126.9 | 0
| 0 | FBA11.45 | 24011.45 | 11" | Flanged 45 deg Branch | F | A-B-C | Glv | B |  | 140.1 | 0 | 0% | 0 | 0 | [6 empty] | 0 | 101.2 | 0 | 0 | 137.4 | 0
| 0 | FBA12.45 | 24012.45 | 12" | Flanged 45 deg Branch | F | A-B-C | Glv | B |  | 150.1 | 0 | 0% | 0 | 0 | [6 empty] | 0 | 108.5 | 0 | 0 | 147.2 | 0
| 0 | FBA13.45 | 24013.45 | 13" | Flanged 45 deg Branch | F | A-B-C | Glv | B |  | 164.7 | 0 | 0% | 0 | 0 | [6 empty] | 0 | 119 | 0 | 0 | 161.5 | 0
| 0 | FBA14.45 | 24014.45 | 14" | Flanged 45 deg Branch | F | A-B-C | Glv | B |  | 178.7 | 0 | 0% | 0 | 0 | [6 empty] | 0 | 129.1 | 0 | 0 | 175.2 | 0
| 0 | FBA15.45 | 24015.45 | 15" | Flanged 45 deg Branch | F | A-B-C | Glv | B |  | 196.8 | 0 | 0% | 0 | 0 | [6 empty] | 0 | 142.2 | 0 | 0 | 192.9 | 0
| 0 | FBA16.45 | 24016.45 | 16" | Flanged 45 deg Branch | F | A-B-C | Glv | B |  | 210.3 | 0 | 0% | 0 | 0 | [6 empty] | 0 | 152 | 0 | 0 | 206.2 | 0
| 0 | FBA17.45 | 24017.45 | 17" | Flanged 45 deg Branch | F | A-B-C | Glv | B |  | 219.3 | 0 | 0% | 0 | 0 | [6 empty] | 0 | 158.4 | 0 | 0 | 215 | 0
| 0 | FBA18.45 | 24018.45 | 18" | Flanged 45 deg Branch | F | A-B-C | Glv | B |  | 228.4 | 0 | 0% | 0 | 0 | [6 empty] | 0 | 164.9 | 0 | 0 | 223.9 | 0
| 0 | FBA19.45 | 24019.45 | 19" | Flanged 45 deg Branch | F | A-B-C | Glv | B |  | 247.2 | 0 | 0% | 0 | 0 | [6 empty] | 0 | 178.6 | 0 | 0 | 242.4 | 0
| 0 | FBA20.45 | 24020.45 | 20" | Flanged 45 deg Branch | F | A-B-C | Glv | B |  | 266.7 | 0 | 0% | 0 | 0 | [6 empty] | 0 | 192.7 | 0 | 0 | 261.5 | 0
| 0 | FBA22.45 | 24022.45 | 22" | Flanged 45 deg Branch | F | A-B-C | Glv | B |  | 322.7 | 0 | 0% | 0 | 0 | [6 empty] | 0 | 233.1 | 0 | 0 | 316.4 | 0
| 0 | FBA24.45 | 24024.45 | 24" | Flanged 45 deg Branch | F | A-B-C | Glv | B |  | 347.6 | 0 | 0% | 0 | 0 | [6 empty] | 0 | 251.1 | 0 | 0 | 340.8 | 0
| 0 | FBA26.45 | 24026.45 | 26" | Flanged 45 deg Branch | F | A-B-C | Glv | B |  | 376.5 | 0 | 0% | 0 | 0 | [6 empty] | 0 | 271.9 | 0 | 0 | 369.1 | 0
| 0 | FBA28.45 | 24028.45 | 28" | Flanged 45 deg Branch | F | A-B-C | Glv | B |  | 405.5 | 0 | 0% | 0 | 0 | [6 empty] | 0 | 292.8 | 0 | 0 | 397.5 | 0
| 0 | FBA30.45 | 24030.45 | 30" | Flanged 45 deg Branch | F | A-B-C | Glv | B |  | 434.4 | 0 | 0% | 0 | 0 | [6 empty] | 0 | 313.8 | 0 | 0 | 425.9 | 0
| 0 | FBA32.45 | 24032.45 | 32" | Flanged 45 deg Branch | F | A-B-C | Glv | B |  | 463.4 | 0 | 0% | 0 | 0 | [6 empty] | 0 | 334.7 | 0 | 0 | 454.3 | 0
| 0 | FBA34.45 | 24034.45 | 34" | Flanged 45 deg Branch | F | A-B-C | Glv | B |  | 492.3 | 0 | 0% | 0 | 0 | [6 empty] | 0 | 355.6 | 0 | 0 | 482.6 | 0
| 0 | FBA36.45 | 24036.45 | 36" | Flanged 45 deg Branch | F | A-B-C | Glv | B |  | 521.2 | 0 | 0% | 0 | 0 | [6 empty] | 0 | 376.5 | 0 | 0 | 511 | 0
| 0 | FBA38.45 | 24038.45 | 38" | Flanged 45 deg Branch | F | A-B-C | Glv | B |  | 550.2 | 0 | 0% | 0 | 0 | [6 empty] | 0 | 397.4 | 0 | 0 | 539.4 | 0
| 0 | FBA40.45 | 24040.45 | 40" | Flanged 45 deg Branch | F | A-B-C | Glv | B |  | 579.2 | 0 | 0% | 0 | 0 | [6 empty] | 0 | 418.4 | 0 | 0 | 567.8 | 0
| 0 | FBA42.45 | 24042.45 | 42" | Flanged 45 deg Branch | F | A-B-C | Glv | B |  | 669.5 | 0 | 0% | 0 | 0 | [6 empty] | 0 | 483.7 | 0 | 0 | 656.4 | 0
| 0 | FBA44.45 | 24044.45 | 44" | Flanged 45 deg Branch | F | A-B-C | Glv | B |  | 1151.3 | 0 | 0% | 0 | 0 | [6 empty] | 0 | 831.6 | 0 | 0 | 1128.7 | 0
| 0 | FBA46.45 | 24046.45 | 46" | Flanged 45 deg Branch | F | A-B-C | Glv | B |  | 1249.6 | 0 | 0% | 0 | 0 | [6 empty] | 0 | 902.7 | 0 | 0 | 1225.1 | 0
| 0 | FBA48.45 | 24048.45 | 48" | Flanged 45 deg Branch | F | A-B-C | Glv | B |  | 1348.1 | 0 | 0% | 0 | 0 | [6 empty] | 0 | 973.8 | 0 | 0 | 1321.7 | 0
| 0 | FBB04.30 | 24104.3 | 4" | Flanged 30 deg Dbl Branch | F | A-B-C-D | Glv | B |  | 119 | 0 | 0% | 0 | 0 | [6 empty] | 0 | 86 | 0 | 0 | 116.7 | 0
| 0 | FBB05.30 | 24105.3 | 5" | Flanged 30 deg Dbl Branch | F | A-B-C-D | Glv | B |  | 125.4 | 0 | 0% | 0 | 0 | [6 empty] | 0 | 90.6 | 0 | 0 | 122.9 | 0
| 0 | FBB06.30 | 24106.3 | 6" | Flanged 30 deg Dbl Branch | F | A-B-C-D | Glv | B |  | 134 | 0 | 0% | 0 | 0 | [6 empty] | 0 | 96.8 | 0 | 0 | 131.4 | 0
| 0 | FBB07.30 | 24107.3 | 7" | Flanged 30 deg Dbl Branch | F | A-B-C-D | Glv | B |  | 141.5 | 0 | 0% | 0 | 0 | [6 empty] | 0 | 102.2 | 0 | 0 | 138.7 | 0
| 0 | FBB08.30 | 24108.3 | 8" | Flanged 30 deg Dbl Branch | F | A-B-C-D | Glv | B |  | 150.8 | 0 | 0% | 0 | 0 | [6 empty] | 0 | 108.9 | 0 | 0 | 147.8 | 0
| 0 | FBB09.30 | 24109.3 | 9" | Flanged 30 deg Dbl Branch | F | A-B-C-D | Glv | B |  | 159.9 | 0 | 0% | 0 | 0 | [6 empty] | 0 | 115.5 | 0 | 0 | 156.8 | 0
| 0 | FBB10.30 | 24110.3 | 10" | Flanged 30 deg Dbl Branch | F | A-B-C-D | Glv | B |  | 165.4 | 0 | 0% | 0 | 0 | [6 empty] | 0 | 119.5 | 0 | 0 | 162.2 | 0
| 0 | FBB11.30 | 24111.3 | 11" | Flanged 30 deg Dbl Branch | F | A-B-C-D | Glv | B |  | 181.6 | 0 | 0% | 0 | 0 | [6 empty] | 0 | 131.2 | 0 | 0 | 178 | 0
| 0 | FBB12.30 | 24112.3 | 12" | Flanged 30 deg Dbl Branch | F | A-B-C-D | Glv | B |  | 197.2 | 0 | 0% | 0 | 0 | [6 empty] | 0 | 142.4 | 0 | 0 | 193.3 | 0
| 0 | FBB13.30 | 24113.3 | 13" | Flanged 30 deg Dbl Branch | F | A-B-C-D | Glv | B |  | 218.7 | 0 | 0% | 0 | 0 | [6 empty] | 0 | 157.9 | 0 | 0 | 214.4 | 0
| 0 | FBB14.30 | 24114.3 | 14" | Flanged 30 deg Dbl Branch | F | A-B-C-D | Glv | B |  | 239.1 | 0 | 0% | 0 | 0 | [6 empty] | 0 | 172.7 | 0 | 0 | 234.4 | 0
| 0 | FBB15.30 | 24115.3 | 15" | Flanged 30 deg Dbl Branch | F | A-B-C-D | Glv | B |  | 260 | 0 | 0% | 0 | 0 | [6 empty] | 0 | 187.8 | 0 | 0 | 254.9 | 0
| 0 | FBB16.30 | 24116.3 | 16" | Flanged 30 deg Dbl Branch | F | A-B-C-D | Glv | B |  | 274.9 | 0 | 0% | 0 | 0 | [6 empty] | 0 | 198.5 | 0 | 0 | 269.5 | 0
| 0 | FBB17.30 | 24117.3 | 17" | Flanged 30 deg Dbl Branch | F | A-B-C-D | Glv | B |  | 288.6 | 0 | 0% | 0 | 0 | [6 empty] | 0 | 208.4 | 0 | 0 | 282.9 | 0
| 0 | FBB18.30 | 24118.3 | 18" | Flanged 30 deg Dbl Branch | F | A-B-C-D | Glv | B |  | 302.5 | 0 | 0% | 0 | 0 | [6 empty] | 0 | 218.6 | 0 | 0 | 296.6 | 0
| 0 | FBB19.30 | 24119.3 | 19" | Flanged 30 deg Dbl Branch | F | A-B-C-D | Glv | B |  | 326.1 | 0 | 0% | 0 | 0 | [6 empty] | 0 | 235.5 | 0 | 0 | 319.7 | 0
| 0 | FBB20.30 | 24120.3 | 20" | Flanged 30 deg Dbl Branch | F | A-B-C-D | Glv | B |  | 350.3 | 0 | 0% | 0 | 0 | [6 empty] | 0 | 253 | 0 | 0 | 343.4 | 0
| 0 | FBB22.30 | 24122.3 | 22" | Flanged 30 deg Dbl Branch | F | A-B-C-D | Glv | B |  | 394.3 | 0 | 0% | 0 | 0 | [6 empty] | 0 | 284.9 | 0 | 0 | 386.6 | 0
| 0 | FBB24.30 | 24124.3 | 24" | Flanged 30 deg Dbl Branch | F | A-B-C-D | Glv | B |  | 424.8 | 0 | 0% | 0 | 0 | [6 empty] | 0 | 306.9 | 0 | 0 | 416.5 | 0
| 0 | FBB26.30 | 24126.3 | 26" | Flanged 30 deg Dbl Branch | F | A-B-C-D | Glv | B |  | 460.2 | 0 | 0% | 0 | 0 | [6 empty] | 0 | 332.5 | 0 | 0 | 451.2 | 0
| 0 | FBB28.30 | 24128.3 | 28" | Flanged 30 deg Dbl Branch | F | A-B-C-D | Glv | B |  | 495.8 | 0 | 0% | 0 | 0 | [6 empty] | 0 | 358.1 | 0 | 0 | 486.1 | 0
| 0 | FBB30.30 | 24130.3 | 30" | Flanged 30 deg Dbl Branch | F | A-B-C-D | Glv | B |  | 516.4 | 0 | 0% | 0 | 0 | [6 empty] | 0 | 373 | 0 | 0 | 506.3 | 0
| 0 | FBB32.30 | 24132.3 | 32" | Flanged 30 deg Dbl Branch | F | A-B-C-D | Glv | B |  | 566.7 | 0 | 0% | 0 | 0 | [6 empty] | 0 | 409.3 | 0 | 0 | 555.6 | 0
| 0 | FBB34.30 | 24134.3 | 34" | Flanged 30 deg Dbl Branch | F | A-B-C-D | Glv | B |  | 601.9 | 0 | 0% | 0 | 0 | [6 empty] | 0 | 434.8 | 0 | 0 | 590.1 | 0
| 0 | FBB36.30 | 24136.3 | 36" | Flanged 30 deg Dbl Branch | F | A-B-C-D | Glv | B |  | 637.5 | 0 | 0% | 0 | 0 | [6 empty] | 0 | 460.4 | 0 | 0 | 625 | 0
| 0 | FBB38.30 | 24138.3 | 38" | Flanged 30 deg Dbl Branch | F | A-B-C-D | Glv | B |  | 672.8 | 0 | 0% | 0 | 0 | [6 empty] | 0 | 486 | 0 | 0 | 659.6 | 0
| 0 | FBB40.30 | 24140.3 | 40" | Flanged 30 deg Dbl Branch | F | A-B-C-D | Glv | B |  | 708.2 | 0 | 0% | 0 | 0 | [6 empty] | 0 | 511.6 | 0 | 0 | 694.3 | 0
| 0 | FBB42.30 | 24142.3 | 42" | Flanged 30 deg Dbl Branch | F | A-B-C-D | Glv | B |  | 743.7 | 0 | 0% | 0 | 0 | [6 empty] | 0 | 537.2 | 0 | 0 | 729.1 | 0
| 0 | FBB44.30 | 24144.3 | 44" | Flanged 30 deg Dbl Branch | F | A-B-C-D | Glv | B |  | 779 | 0 | 0% | 0 | 0 | [6 empty] | 0 | 562.7 | 0 | 0 | 763.7 | 0
| 0 | FBB46.30 | 24146.3 | 46" | Flanged 30 deg Dbl Branch | F | A-B-C-D | Glv | B |  | 814.5 | 0 | 0% | 0 | 0 | [6 empty] | 0 | 588.3 | 0 | 0 | 798.5 | 0
| 0 | FBB48.30 | 24148.3 | 48" | Flanged 30 deg Dbl Branch | F | A-B-C-D | Glv | B |  | 849.9 | 0 | 0% | 0 | 0 | [6 empty] | 0 | 613.9 | 0 | 0 | 833.2 | 0
| 0 | FBB04.45 | 22104.45 | 4" | Flanged 45 deg Dbl Branch | F | A-B-C-D | Glv | B |  | 119 | 0 | 0% | 0 | 0 | [6 empty] | 0 | 306.9 | 0 | 0 | 116.7 | 0
| 0 | FBB05.45 | 22105.45 | 5" | Flanged 45 deg Dbl Branch | F | A-B-C-D | Glv | B |  | 125.4 | 0 | 0% | 0 | 0 | [6 empty] | 0 | 332.5 | 0 | 0 | 122.9 | 0
| 0 | FBB06.45 | 22106.45 | 6" | Flanged 45 deg Dbl Branch | F | A-B-C-D | Glv | B |  | 134 | 0 | 0% | 0 | 0 | [6 empty] | 0 | 358.1 | 0 | 0 | 131.4 | 0
| 0 | FBB07.45 | 22107.45 | 7" | Flanged 45 deg Dbl Branch | F | A-B-C-D | Glv | B |  | 141.5 | 0 | 0% | 0 | 0 | [6 empty] | 0 | 373 | 0 | 0 | 138.7 | 0
| 0 | FBB08.45 | 22108.45 | 8" | Flanged 45 deg Dbl Branch | F | A-B-C-D | Glv | B |  | 150.8 | 0 | 0% | 0 | 0 | [6 empty] | 0 | 409.3 | 0 | 0 | 147.8 | 0
| 0 | FBB09.45 | 22109.45 | 9" | Flanged 45 deg Dbl Branch | F | A-B-C-D | Glv | B |  | 159.9 | 0 | 0% | 0 | 0 | [6 empty] | 0 | 434.8 | 0 | 0 | 156.8 | 0
| 0 | FBB10.45 | 22110.45 | 10" | Flanged 45 deg Dbl Branch | F | A-B-C-D | Glv | B |  | 165.4 | 0 | 0% | 0 | 0 | [6 empty] | 0 | 460.4 | 0 | 0 | 162.2 | 0
| 0 | FBB11.45 | 22111.45 | 11" | Flanged 45 deg Dbl Branch | F | A-B-C-D | Glv | B |  | 181.6 | 0 | 0% | 0 | 0 | [6 empty] | 0 | 486 | 0 | 0 | 178 | 0
| 0 | FBB12.45 | 22112.45 | 12" | Flanged 45 deg Dbl Branch | F | A-B-C-D | Glv | B |  | 197.2 | 0 | 0% | 0 | 0 | [6 empty] | 0 | 511.6 | 0 | 0 | 193.3 | 0
| 0 | FBB13.45 | 22113.45 | 13" | Flanged 45 deg Dbl Branch | F | A-B-C-D | Glv | B |  | 218.7 | 0 | 0% | 0 | 0 | [6 empty] | 0 | 537.2 | 0 | 0 | 214.4 | 0
| 0 | FBB14.45 | 22114.45 | 14" | Flanged 45 deg Dbl Branch | F | A-B-C-D | Glv | B |  | 239.1 | 0 | 0% | 0 | 0 | [6 empty] | 0 | 562.7 | 0 | 0 | 234.4 | 0
| 0 | FBB15.45 | 22115.45 | 15" | Flanged 45 deg Dbl Branch | F | A-B-C-D | Glv | B |  | 260 | 0 | 0% | 0 | 0 | [6 empty] | 0 | 588.3 | 0 | 0 | 254.9 | 0
| 0 | FBB16.45 | 22116.45 | 16" | Flanged 45 deg Dbl Branch | F | A-B-C-D | Glv | B |  | 274.9 | 0 | 0% | 0 | 0 | [6 empty] | 0 | 613.9 | 0 | 0 | 269.5 | 0
| 0 | FBB17.45 | 22117.45 | 17" | Flanged 45 deg Dbl Branch | F | A-B-C-D | Glv | B |  | 288.6 | 0 | 0% | 0 | 0 | [6 empty] | 0 | 208.4 | 0 | 0 | 282.9 | 0
| 0 | FBB18.45 | 22118.45 | 18" | Flanged 45 deg Dbl Branch | F | A-B-C-D | Glv | B |  | 302.5 | 0 | 0% | 0 | 0 | [6 empty] | 0 | 218.6 | 0 | 0 | 296.6 | 0
| 0 | FBB19.45 | 22119.45 | 19" | Flanged 45 deg Dbl Branch | F | A-B-C-D | Glv | B |  | 326.1 | 0 | 0% | 0 | 0 | [6 empty] | 0 | 235.5 | 0 | 0 | 319.7 | 0
| 0 | FBB20.45 | 22120.45 | 20" | Flanged 45 deg Dbl Branch | F | A-B-C-D | Glv | B |  | 350.3 | 0 | 0% | 0 | 0 | [6 empty] | 0 | 253 | 0 | 0 | 343.4 | 0
| 0 | FBB22.45 | 22121.45 | 22" | Flanged 45 deg Dbl Branch | F | A-B-C-D | Glv | B |  | 394.3 | 0 | 0% | 0 | 0 | [6 empty] | 0 | 284.9 | 0 | 0 | 386.6 | 0
| 0 | FBB24.45 | 24124.45 | 24" | Flanged 45 deg Dbl Branch | F | A-B-C-D | Glv | B |  | 424.8 | 0 | 0% | 0 | 0 | [6 empty] | 0 | 306.9 | 0 | 0 | 416.5 | 0
| 0 | FBB26.45 | 24126.45 | 26" | Flanged 45 deg Dbl Branch | F | A-B-C-D | Glv | B |  | 460.2 | 0 | 0% | 0 | 0 | [6 empty] | 0 | 332.5 | 0 | 0 | 451.2 | 0
| 0 | FBB28.45 | 24128.45 | 28" | Flanged 45 deg Dbl Branch | F | A-B-C-D | Glv | B |  | 495.8 | 0 | 0% | 0 | 0 | [6 empty] | 0 | 358.1 | 0 | 0 | 486.1 | 0
| 0 | FBB30.45 | 24130.45 | 30" | Flanged 45 deg Dbl Branch | F | A-B-C-D | Glv | B |  | 516.4 | 0 | 0% | 0 | 0 | [6 empty] | 0 | 373 | 0 | 0 | 506.3 | 0
| 0 | FBB32.45 | 24132.45 | 32" | Flanged 45 deg Dbl Branch | F | A-B-C-D | Glv | B |  | 566.7 | 0 | 0% | 0 | 0 | [6 empty] | 0 | 409.3 | 0 | 0 | 555.6 | 0
| 0 | FBB34.45 | 24134.45 | 34" | Flanged 45 deg Dbl Branch | F | A-B-C-D | Glv | B |  | 601.9 | 0 | 0% | 0 | 0 | [6 empty] | 0 | 434.8 | 0 | 0 | 590.1 | 0
| 0 | FBB36.45 | 24136.45 | 36" | Flanged 45 deg Dbl Branch | F | A-B-C-D | Glv | B |  | 637.5 | 0 | 0% | 0 | 0 | [6 empty] | 0 | 460.4 | 0 | 0 | 625 | 0
| 0 | FBB38.45 | 24138.45 | 38" | Flanged 45 deg Dbl Branch | F | A-B-C-D | Glv | B |  | 672.8 | 0 | 0% | 0 | 0 | [6 empty] | 0 | 486 | 0 | 0 | 659.6 | 0
| 0 | FBB40.45 | 24140.45 | 40" | Flanged 45 deg Dbl Branch | F | A-B-C-D | Glv | B |  | 708.2 | 0 | 0% | 0 | 0 | [6 empty] | 0 | 511.6 | 0 | 0 | 694.3 | 0
| 0 | FBB42.45 | 24142.45 | 42" | Flanged 45 deg Dbl Branch | F | A-B-C-D | Glv | B |  | 743.7 | 0 | 0% | 0 | 0 | [6 empty] | 0 | 537.2 | 0 | 0 | 729.1 | 0
| 0 | FBB44.45 | 24144.45 | 44" | Flanged 45 deg Dbl Branch | F | A-B-C-D | Glv | B |  | 779 | 0 | 0% | 0 | 0 | [6 empty] | 0 | 562.7 | 0 | 0 | 763.7 | 0
| 0 | FBB46.45 | 24146.45 | 46" | Flanged 45 deg Dbl Branch | F | A-B-C-D | Glv | B |  | 814.5 | 0 | 0% | 0 | 0 | [6 empty] | 0 | 588.3 | 0 | 0 | 798.5 | 0
| 0 | FBB48.45 | 24148.45 | 48" | Flanged 45 deg Dbl Branch | F | A-B-C-D | Glv | B |  | 849.9 | 0 | 0% | 0 | 0 | [6 empty] | 0 | 613.9 | 0 | 0 | 833.2 | 0
| 0 | FBC04.30 | 24204.3 | 4" | Flanged Y-Branch-30 deg | F | A-B-C | Glv | B |  | 115.4 | 0 | 0% | 0 | 0 | [6 empty] | 0 | 83.3 | 0 | 0 | 113.1 | 0
| 0 | FBC05.30 | 24205.3 | 5" | Flanged Y-Branch-30 deg | F | A-B-C | Glv | B |  | 121.1 | 0 | 0% | 0 | 0 | [6 empty] | 0 | 87.5 | 0 | 0 | 118.7 | 0
| 0 | FBC06.30 | 24206.3 | 6" | Flanged Y-Branch-30 deg | F | A-B-C | Glv | B |  | 129.2 | 0 | 0% | 0 | 0 | [6 empty] | 0 | 93.3 | 0 | 0 | 126.7 | 0
| 0 | FBC07.30 | 24207.3 | 7" | Flanged Y-Branch-30 deg | F | A-B-C | Glv | B |  | 135.7 | 0 | 0% | 0 | 0 | [6 empty] | 0 | 97.9 | 0 | 0 | 133 | 0
| 0 | FBC08.30 | 24208.3 | 8" | Flanged Y-Branch-30 deg | F | A-B-C | Glv | B |  | 159.1 | 0 | 0% | 0 | 0 | [6 empty] | 0 | 114.9 | 0 | 0 | 156 | 0
| 0 | FBC09.30 | 24209.3 | 9" | Flanged Y-Branch-30 deg | F | A-B-C | Glv | B |  | 152.3 | 0 | 0% | 0 | 0 | [6 empty] | 0 | 110 | 0 | 0 | 149.3 | 0
| 0 | FBC10.30 | 24210.3 | 10" | Flanged Y-Branch-30 deg | F | A-B-C | Glv | B |  | 157 | 0 | 0% | 0 | 0 | [6 empty] | 0 | 113.4 | 0 | 0 | 153.9 | 0
| 0 | FBC11.30 | 24211.3 | 11" | Flanged Y-Branch-30 deg | F | A-B-C | Glv | B |  | 171.7 | 0 | 0% | 0 | 0 | [6 empty] | 0 | 124 | 0 | 0 | 168.3 | 0
| 0 | FBC12.30 | 24212.3 | 12" | Flanged Y-Branch-30 deg | F | A-B-C | Glv | B |  | 185.7 | 0 | 0% | 0 | 0 | [6 empty] | 0 | 134.1 | 0 | 0 | 182.1 | 0
| 0 | FBC13.30 | 24213.3 | 13" | Flanged Y-Branch-30 deg | F | A-B-C | Glv | B |  | 205.6 | 0 | 0% | 0 | 0 | [6 empty] | 0 | 148.5 | 0 | 0 | 201.6 | 0
| 0 | FBC14.30 | 24214.3 | 14" | Flanged Y-Branch-30 deg | F | A-B-C | Glv | B |  | 224.9 | 0 | 0% | 0 | 0 | [6 empty] | 0 | 162.4 | 0 | 0 | 220.5 | 0
| 0 | FBC15.30 | 24215.3 | 15" | Flanged Y-Branch-30 deg | F | A-B-C | Glv | B |  | 243 | 0 | 0% | 0 | 0 | [6 empty] | 0 | 175.6 | 0 | 0 | 238.2 | 0
| 0 | FBC16.30 | 24216.3 | 16" | Flanged Y-Branch-30 deg | F | A-B-C | Glv | B |  | 256.7 | 0 | 0% | 0 | 0 | [6 empty] | 0 | 185.4 | 0 | 0 | 251.7 | 0
| 0 | FBC17.30 | 24217.3 | 17" | Flanged Y-Branch-30 deg | F | A-B-C | Glv | B |  | 269.8 | 0 | 0% | 0 | 0 | [6 empty] | 0 | 194.9 | 0 | 0 | 264.5 | 0
| 0 | FBC18.30 | 24218.3 | 18" | Flanged Y-Branch-30 deg | F | A-B-C | Glv | B |  | 283.2 | 0 | 0% | 0 | 0 | [6 empty] | 0 | 204.6 | 0 | 0 | 277.6 | 0
| 0 | FBC19.30 | 24219.3 | 19" | Flanged Y-Branch-30 deg | F | A-B-C | Glv | B |  | 306.5 | 0 | 0% | 0 | 0 | [6 empty] | 0 | 221.4 | 0 | 0 | 300.5 | 0
| 0 | FBC20.30 | 24220.3 | 20" | Flanged Y-Branch-30 deg | F | A-B-C | Glv | B |  | 330.5 | 0 | 0% | 0 | 0 | [6 empty] | 0 | 238.7 | 0 | 0 | 324 | 0
| 0 | FBC22.30 | 24222.3 | 22" | Flanged Y-Branch-30 deg | F | A-B-C | Glv | B |  | 372.6 | 0 | 0% | 0 | 0 | [6 empty] | 0 | 269.2 | 0 | 0 | 365.3 | 0
| 0 | FBC24.30 | 24224.3 | 24" | Flanged Y-Branch-30 deg | F | A-B-C | Glv | B |  | 401.6 | 0 | 0% | 0 | 0 | [6 empty] | 0 | 290.1 | 0 | 0 | 393.7 | 0
| 0 | FBC26.30 | 24226.3 | 26" | Flanged Y-Branch-30 deg | F | A-B-C | Glv | B |  | 435.1 | 0 | 0% | 0 | 0 | [6 empty] | 0 | 314.3 | 0 | 0 | 426.6 | 0
| 0 | FBC28.30 | 24228.3 | 28" | Flanged Y-Branch-30 deg | F | A-B-C | Glv | B |  | 468.7 | 0 | 0% | 0 | 0 | [6 empty] | 0 | 338.5 | 0 | 0 | 459.5 | 0
| 0 | FBC30.30 | 24230.3 | 30" | Flanged Y-Branch-30 deg | F | A-B-C | Glv | B |  | 522.4 | 0 | 0% | 0 | 0 | [6 empty] | 0 | 377.3 | 0 | 0 | 512.2 | 0
| 0 | FBC32.30 | 24232.3 | 32" | Flanged Y-Branch-30 deg | F | A-B-C | Glv | B |  | 568.4 | 0 | 0% | 0 | 0 | [6 empty] | 0 | 410.6 | 0 | 0 | 557.3 | 0
| 0 | FBC34.30 | 24234.3 | 34" | Flanged Y-Branch-30 deg | F | A-B-C | Glv | B |  | 628.9 | 0 | 0% | 0 | 0 | [6 empty] | 0 | 454.3 | 0 | 0 | 616.6 | 0
| 0 | FBC36.30 | 24236.3 | 36" | Flanged Y-Branch-30 deg | F | A-B-C | Glv | B |  | 697.4 | 0 | 0% | 0 | 0 | [6 empty] | 0 | 503.7 | 0 | 0 | 683.7 | 0
| 0 | FBC38.30 | 24238.3 | 38" | Flanged Y-Branch-30 deg | F | A-B-C | Glv | B |  | 765.7 | 0 | 0% | 0 | 0 | [6 empty] | 0 | 553.1 | 0 | 0 | 750.7 | 0
| 0 | FBC40.30 | 24240.3 | 40" | Flanged Y-Branch-30 deg | F | A-B-C | Glv | B |  | 834 | 0 | 0% | 0 | 0 | [6 empty] | 0 | 602.4 | 0 | 0 | 817.6 | 0
| 0 | FBC42.30 | 24242.3 | 42" | Flanged Y-Branch-30 deg | F | A-B-C | Glv | B |  | 875.7 | 0 | 0% | 0 | 0 | [6 empty] | 0 | 632.6 | 0 | 0 | 858.5 | 0
| 0 | FBC44.30 | 24244.3 | 44" | Flanged Y-Branch-30 deg | F | A-B-C | Glv | B |  | 917.4 | 0 | 0% | 0 | 0 | [6 empty] | 0 | 662.7 | 0 | 0 | 899.4 | 0
| 0 | FBC46.30 | 24246.3 | 46" | Flanged Y-Branch-30 deg | F | A-B-C | Glv | B |  | 959.1 | 0 | 0% | 0 | 0 | [6 empty] | 0 | 692.8 | 0 | 0 | 940.3 | 0
| 0 | FBC48.30 | 24248.3 | 48" | Flanged Y-Branch-30 deg | F | A-B-C | Glv | B |  | 1000.9 | 0 | 0% | 0 | 0 | [6 empty] | 0 | 722.9 | 0 | 0 | 981.3 | 0
| 0 | FBC04.45 | 24204.45 | 4" | Flanged Y-Branch-45 deg | F | A-B-C | Glv | B |  | 115.4 | 0 | 0% | 0 | 0 | [6 empty] | 0 | 83.3 | 0 | 0 | 113.1 | 0
| 0 | FBC05.45 | 24205.45 | 5" | Flanged Y-Branch-45 deg | F | A-B-C | Glv | B |  | 121.1 | 0 | 0% | 0 | 0 | [6 empty] | 0 | 87.5 | 0 | 0 | 118.7 | 0
| 0 | FBC06.45 | 24206.45 | 6" | Flanged Y-Branch-45 deg | F | A-B-C | Glv | B |  | 129.2 | 0 | 0% | 0 | 0 | [6 empty] | 0 | 93.3 | 0 | 0 | 126.7 | 0
| 0 | FBC07.45 | 24207.45 | 7" | Flanged Y-Branch-45 deg | F | A-B-C | Glv | B |  | 135.7 | 0 | 0% | 0 | 0 | [6 empty] | 0 | 97.9 | 0 | 0 | 133 | 0
| 0 | FBC08.45 | 24208.45 | 8" | Flanged Y-Branch-45 deg | F | A-B-C | Glv | B |  | 159.1 | 0 | 0% | 0 | 0 | [6 empty] | 0 | 114.9 | 0 | 0 | 156 | 0
| 0 | FBC09.45 | 24209.45 | 9" | Flanged Y-Branch-45 deg | F | A-B-C | Glv | B |  | 152.3 | 0 | 0% | 0 | 0 | [6 empty] | 0 | 110 | 0 | 0 | 149.3 | 0
| 0 | FBC10.45 | 24210.45 | 10" | Flanged Y-Branch-45 deg | F | A-B-C | Glv | B |  | 157 | 0 | 0% | 0 | 0 | [6 empty] | 0 | 113.4 | 0 | 0 | 153.9 | 0
| 0 | FBC11.45 | 24211.45 | 11" | Flanged Y-Branch-45 deg | F | A-B-C | Glv | B |  | 171.7 | 0 | 0% | 0 | 0 | [6 empty] | 0 | 124 | 0 | 0 | 168.3 | 0
| 0 | FBC12.45 | 24212.45 | 12" | Flanged Y-Branch-45 deg | F | A-B-C | Glv | B |  | 185.7 | 0 | 0% | 0 | 0 | [6 empty] | 0 | 134.1 | 0 | 0 | 182.1 | 0
| 0 | FBC13.45 | 24213.45 | 13" | Flanged Y-Branch-45 deg | F | A-B-C | Glv | B |  | 205.6 | 0 | 0% | 0 | 0 | [6 empty] | 0 | 148.5 | 0 | 0 | 201.6 | 0
| 0 | FBC14.45 | 24214.45 | 14" | Flanged Y-Branch-45 deg | F | A-B-C | Glv | B |  | 224.9 | 0 | 0% | 0 | 0 | [6 empty] | 0 | 162.4 | 0 | 0 | 220.5 | 0
| 0 | FBC15.45 | 24215.45 | 15" | Flanged Y-Branch-45 deg | F | A-B-C | Glv | B |  | 243 | 0 | 0% | 0 | 0 | [6 empty] | 0 | 175.6 | 0 | 0 | 238.2 | 0
| 0 | FBC16.45 | 24216.45 | 16" | Flanged Y-Branch-45 deg | F | A-B-C | Glv | B |  | 256.7 | 0 | 0% | 0 | 0 | [6 empty] | 0 | 185.4 | 0 | 0 | 251.7 | 0
| 0 | FBC17.45 | 24217.45 | 17" | Flanged Y-Branch-45 deg | F | A-B-C | Glv | B |  | 269.8 | 0 | 0% | 0 | 0 | [6 empty] | 0 | 194.9 | 0 | 0 | 264.5 | 0
| 0 | FBC18.45 | 24218.45 | 18" | Flanged Y-Branch-45 deg | F | A-B-C | Glv | B |  | 283.2 | 0 | 0% | 0 | 0 | [6 empty] | 0 | 204.6 | 0 | 0 | 277.6 | 0
| 0 | FBC19.45 | 24219.45 | 19" | Flanged Y-Branch-45 deg | F | A-B-C | Glv | B |  | 306.5 | 0 | 0% | 0 | 0 | [6 empty] | 0 | 221.4 | 0 | 0 | 300.5 | 0
| 0 | FBC20.45 | 24220.45 | 20" | Flanged Y-Branch-45 deg | F | A-B-C | Glv | B |  | 330.5 | 0 | 0% | 0 | 0 | [6 empty] | 0 | 238.7 | 0 | 0 | 324 | 0
| 0 | FBC22.45 | 24222.45 | 22" | Flanged Y-Branch-45 deg | F | A-B-C | Glv | B |  | 372.6 | 0 | 0% | 0 | 0 | [6 empty] | 0 | 269.2 | 0 | 0 | 365.3 | 0
| 0 | FBC24.45 | 24224.45 | 24" | Flanged Y-Branch-45 deg | F | A-B-C | Glv | B |  | 401.6 | 0 | 0% | 0 | 0 | [6 empty] | 0 | 290.1 | 0 | 0 | 393.7 | 0
| 0 | FBC26.45 | 24226.45 | 26" | Flanged Y-Branch-45 deg | F | A-B-C | Glv | B |  | 435.1 | 0 | 0% | 0 | 0 | [6 empty] | 0 | 314.3 | 0 | 0 | 426.6 | 0
| 0 | FBC28.45 | 24228.45 | 28" | Flanged Y-Branch-45 deg | F | A-B-C | Glv | B |  | 468.7 | 0 | 0% | 0 | 0 | [6 empty] | 0 | 338.5 | 0 | 0 | 459.5 | 0
| 0 | FBC30.45 | 24230.45 | 30" | Flanged Y-Branch-45 deg | F | A-B-C | Glv | B |  | 522.4 | 0 | 0% | 0 | 0 | [6 empty] | 0 | 377.3 | 0 | 0 | 512.2 | 0
| 0 | FBC32.45 | 24232.45 | 32" | Flanged Y-Branch-45 deg | F | A-B-C | Glv | B |  | 568.4 | 0 | 0% | 0 | 0 | [6 empty] | 0 | 410.6 | 0 | 0 | 557.3 | 0
| 0 | FBC34.45 | 24234.45 | 34" | Flanged Y-Branch-45 deg | F | A-B-C | Glv | B |  | 628.9 | 0 | 0% | 0 | 0 | [6 empty] | 0 | 454.3 | 0 | 0 | 616.6 | 0
| 0 | FBC36.45 | 24236.45 | 36" | Flanged Y-Branch-45 deg | F | A-B-C | Glv | B |  | 697.4 | 0 | 0% | 0 | 0 | [6 empty] | 0 | 503.7 | 0 | 0 | 683.7 | 0
| 0 | FBC38.45 | 24238.45 | 38" | Flanged Y-Branch-45 deg | F | A-B-C | Glv | B |  | 765.7 | 0 | 0% | 0 | 0 | [6 empty] | 0 | 553.1 | 0 | 0 | 750.7 | 0
| 0 | FBC40.45 | 24240.45 | 40" | Flanged Y-Branch-45 deg | F | A-B-C | Glv | B |  | 834 | 0 | 0% | 0 | 0 | [6 empty] | 0 | 602.4 | 0 | 0 | 817.6 | 0
| 0 | FBC42.45 | 24242.45 | 42" | Flanged Y-Branch-45 deg | F | A-B-C | Glv | B |  | 875.7 | 0 | 0% | 0 | 0 | [6 empty] | 0 | 632.6 | 0 | 0 | 858.5 | 0
| 0 | FBC44.45 | 24244.45 | 44" | Flanged Y-Branch-45 deg | F | A-B-C | Glv | B |  | 917.4 | 0 | 0% | 0 | 0 | [6 empty] | 0 | 662.7 | 0 | 0 | 899.4 | 0
| 0 | FBC46.45 | 24246.45 | 46" | Flanged Y-Branch-45 deg | F | A-B-C | Glv | B |  | 959.1 | 0 | 0% | 0 | 0 | [6 empty] | 0 | 692.8 | 0 | 0 | 940.3 | 0
| 0 | FBC48.45 | 24248.45 | 48" | Flanged Y-Branch-45 deg | F | A-B-C | Glv | B |  | 1000.9 | 0 | 0% | 0 | 0 | [6 empty] | 0 | 722.9 | 0 | 0 | 981.3 | 0
| 0 | FBD04 | 24304 | 4" | Flanged T Branch | F | A-B-C | Glv | B |  | 93.7 | 0 | 0% | 0 | 0 | [6 empty] | 0 | 67.7 | 0 | 0 | 91.9 | 0
| 0 | FBD05 | 24305 | 5" | Flanged T Branch | F | A-B-C | Glv | B |  | 98.5 | 0 | 0% | 0 | 0 | [6 empty] | 0 | 71.2 | 0 | 0 | 96.6 | 0
| 0 | FBD06 | 24306 | 6" | Flanged T Branch | F | A-B-C | Glv | B |  | 104.4 | 0 | 0% | 0 | 0 | [6 empty] | 0 | 75.5 | 0 | 0 | 102.4 | 0
| 0 | FBD07 | 24307 | 7" | Flanged T Branch | F | A-B-C | Glv | B |  | 108.9 | 0 | 0% | 0 | 0 | [6 empty] | 0 | 78.7 | 0 | 0 | 106.8 | 0
| 0 | FBD08 | 24308 | 8" | Flanged T Branch | F | A-B-C | Glv | B |  | 114.1 | 0 | 0% | 0 | 0 | [6 empty] | 0 | 82.5 | 0 | 0 | 111.9 | 0
| 0 | FBD09 | 24309 | 9" | Flanged T Branch | F | A-B-C | Glv | B |  | 120.7 | 0 | 0% | 0 | 0 | [6 empty] | 0 | 87.2 | 0 | 0 | 118.3 | 0
| 0 | FBD10 | 24310 | 10" | Flanged T Branch | F | A-B-C | Glv | B |  | 129.4 | 0 | 0% | 0 | 0 | [6 empty] | 0 | 93.5 | 0 | 0 | 126.9 | 0
| 0 | FBD11 | 24311 | 11" | Flanged T Branch | F | A-B-C | Glv | B |  | 140.1 | 0 | 0% | 0 | 0 | [6 empty] | 0 | 101.2 | 0 | 0 | 137.4 | 0
| 0 | FBD12 | 24312 | 12" | Flanged T Branch | F | A-B-C | Glv | B |  | 150.1 | 0 | 0% | 0 | 0 | [6 empty] | 0 | 108.5 | 0 | 0 | 147.2 | 0
| 0 | FBD13 | 24313 | 13" | Flanged T Branch | F | A-B-C | Glv | B |  | 164.7 | 0 | 0% | 0 | 0 | [6 empty] | 0 | 119 | 0 | 0 | 161.5 | 0
| 0 | FBD14 | 24314 | 14" | Flanged T Branch | F | A-B-C | Glv | B |  | 178.7 | 0 | 0% | 0 | 0 | [6 empty] | 0 | 129.1 | 0 | 0 | 175.2 | 0
| 0 | FBD15 | 24315 | 15" | Flanged T Branch | F | A-B-C | Glv | B |  | 196.8 | 0 | 0% | 0 | 0 | [6 empty] | 0 | 142.2 | 0 | 0 | 192.9 | 0
| 0 | FBD16 | 24316 | 16" | Flanged T Branch | F | A-B-C | Glv | B |  | 210.2 | 0 | 0% | 0 | 0 | [6 empty] | 0 | 151.9 | 0 | 0 | 206.1 | 0
| 0 | FBD17 | 24317 | 17" | Flanged T Branch | F | A-B-C | Glv | B |  | 219.2 | 0 | 0% | 0 | 0 | [6 empty] | 0 | 158.3 | 0 | 0 | 214.9 | 0
| 0 | FBD18 | 24318 | 18" | Flanged T Branch | F | A-B-C | Glv | B |  | 228.4 | 0 | 0% | 0 | 0 | [6 empty] | 0 | 164.9 | 0 | 0 | 223.9 | 0
| 0 | FBD19 | 24319 | 19" | Flanged T Branch | F | A-B-C | Glv | B |  | 247.2 | 0 | 0% | 0 | 0 | [6 empty] | 0 | 178.6 | 0 | 0 | 242.4 | 0
| 0 | FBD20 | 24320 | 20" | Flanged T Branch | F | A-B-C | Glv | B |  | 266.7 | 0 | 0% | 0 | 0 | [6 empty] | 0 | 192.7 | 0 | 0 | 261.5 | 0
| 0 | FBD22 | 24322 | 22" | Flanged T Branch | F | A-B-C | Glv | B |  | 322.7 | 0 | 0% | 0 | 0 | [6 empty] | 0 | 233.1 | 0 | 0 | 316.4 | 0
| 0 | FBD24 | 24324 | 24" | Flanged T Branch | F | A-B-C | Glv | B |  | 347.6 | 0 | 0% | 0 | 0 | [6 empty] | 0 |  | 0 | 0 | 340.8 | 0
| 0 | FBD26 | 24326 | 26" | Flanged T Branch | F | A-B-C | Glv | B |  | 376.5 | 0 | 0% | 0 | 0 | [6 empty] | 0 |  | 0 | 0 | 369.1 | 0
| 0 | FBD28 | 24328 | 28" | Flanged T Branch | F | A-B-C | Glv | B |  | 405.5 | 0 | 0% | 0 | 0 | [6 empty] | 0 |  | 0 | 0 | 397.5 | 0
| 0 | FBD30 | 24330 | 30" | Flanged T Branch | F | A-B-C | Glv | B |  | 434.4 | 0 | 0% | 0 | 0 | [6 empty] | 0 |  | 0 | 0 | 425.9 | 0
| 0 | FBD32 | 24332 | 32" | Flanged T Branch | F | A-B-C | Glv | B |  | 463.4 | 0 | 0% | 0 | 0 | [6 empty] | 0 |  | 0 | 0 | 454.3 | 0
| 0 | FBD34 | 24334 | 34" | Flanged T Branch | F | A-B-C | Glv | B |  | 492.3 | 0 | 0% | 0 | 0 | [6 empty] | 0 |  | 0 | 0 | 482.6 | 0
| 0 | FBD36 | 24336 | 36" | Flanged T Branch | F | A-B-C | Glv | B |  | 521.2 | 0 | 0% | 0 | 0 | [6 empty] | 0 |  | 0 | 0 | 511 | 0
| 0 | FBD38 | 24338 | 38" | Flanged T Branch | F | A-B-C | Glv | B |  | 550.2 | 0 | 0% | 0 | 0 | [6 empty] | 0 |  | 0 | 0 | 539.4 | 0
| 0 | FBD40 | 24340 | 40" | Flanged T Branch | F | A-B-C | Glv | B |  | 579.2 | 0 | 0% | 0 | 0 | [6 empty] | 0 |  | 0 | 0 | 567.8 | 0
| 0 | FBD42 | 24342 | 42" | Flanged T Branch | F | A-B-C | Glv | B |  | 669.5 | 0 | 0% | 0 | 0 | [6 empty] | 0 |  | 0 | 0 | 656.4 | 0
| 0 | FBD44 | 24344 | 44" | Flanged T Branch | F | A-B-C | Glv | B |  | 1151.3 | 0 | 0% | 0 | 0 | [6 empty] | 0 |  | 0 | 0 | 1128.7 | 0
| 0 | FBD46 | 24346 | 46" | Flanged T Branch | F | A-B-C | Glv | B |  | 1249.6 | 0 | 0% | 0 | 0 | [6 empty] | 0 |  | 0 | 0 | 1225.1 | 0
| 0 | FBD48 | 24348 | 48" | Flanged T Branch | F | A-B-C | Glv | B |  | 1348.1 | 0 | 0% | 0 | 0 | [6 empty] | 0 |  | 0 | 0 | 1321.7 | 0
| 0 | FBE04.30 | 24404.3 | 4" | Flanged In-Cut Branch-30 deg | F | A onto B | Glv | B |  | 226.1 | 0 | 0% | 0 | 0 | [6 empty] | 0 | 163.3 | 0 | 0 | 221.7 | 0
| 0 | FBE05.30 | 24405.3 | 5" | Flanged In-Cut Branch-30 deg | F | A onto B | Glv | B |  | 244.9 | 0 | 0% | 0 | 0 | [6 empty] | 0 | 176.9 | 0 | 0 | 240.1 | 0
| 0 | FBE06.30 | 24406.3 | 6" | Flanged In-Cut Branch-30 deg | F | A onto B | Glv | B |  | 263.7 | 0 | 0% | 0 | 0 | [6 empty] | 0 | 190.5 | 0 | 0 | 258.5 | 0
| 0 | FBE07.30 | 24407.3 | 7" | Flanged In-Cut Branch-30 deg | F | A onto B | Glv | B |  | 282.5 | 0 | 0% | 0 | 0 | [6 empty] | 0 | 204.1 | 0 | 0 | 277 | 0
| 0 | FBE08.30 | 24408.3 | 8" | Flanged In-Cut Branch-30 deg | F | A onto B | Glv | B |  | 301.4 | 0 | 0% | 0 | 0 | [6 empty] | 0 | 217.7 | 0 | 0 | 295.5 | 0
| 0 | FBE09.30 | 24409.3 | 9" | Flanged In-Cut Branch-30 deg | F | A onto B | Glv | B |  | 320.4 | 0 | 0% | 0 | 0 | [6 empty] | 0 | 231.4 | 0 | 0 | 314.1 | 0
| 0 | FBE10.30 | 24410.3 | 10" | Flanged In-Cut Branch-30 deg | F | A onto B | Glv | B |  | 339.2 | 0 | 0% | 0 | 0 | [6 empty] | 0 | 245 | 0 | 0 | 332.5 | 0
| 0 | FBE11.30 | 24411.3 | 11" | Flanged In-Cut Branch-30 deg | F | A onto B | Glv | B |  | 357.9 | 0 | 0% | 0 | 0 | [6 empty] | 0 | 258.6 | 0 | 0 | 350.9 | 0
| 0 | FBE12.30 | 24412.3 | 12" | Flanged In-Cut Branch-30 deg | F | A onto B | Glv | B |  | 376.8 | 0 | 0% | 0 | 0 | [6 empty] | 0 | 272.2 | 0 | 0 | 369.4 | 0
| 0 | FBE13.30 | 24413.3 | 13" | Flanged In-Cut Branch-30 deg | F | A onto B | Glv | B |  | 395.8 | 0 | 0% | 0 | 0 | [6 empty] | 0 | 285.8 | 0 | 0 | 388 | 0
| 0 | FBE14.30 | 24414.3 | 14" | Flanged In-Cut Branch-30 deg | F | A onto B | Glv | B |  | 414.5 | 0 | 0% | 0 | 0 | [6 empty] | 0 | 299.4 | 0 | 0 | 406.4 | 0
| 0 | FBE15.30 | 24415.3 | 15" | Flanged In-Cut Branch-30 deg | F | A onto B | Glv | B |  | 433.3 | 0 | 0% | 0 | 0 | [6 empty] | 0 | 313 | 0 | 0 | 424.8 | 0
| 0 | FBE16.30 | 24416.3 | 16" | Flanged In-Cut Branch-30 deg | F | A onto B | Glv | B |  | 452.1 | 0 | 0% | 0 | 0 | [6 empty] | 0 | 326.6 | 0 | 0 | 443.2 | 0
| 0 | FBE17.30 | 24417.3 | 17" | Flanged In-Cut Branch-30 deg | F | A onto B | Glv | B |  | 100.5 | 0 | 0% | 0 | 0 | [6 empty] | 0 | 72.6 | 0 | 0 | 98.5 | 0
| 0 | FBE18.30 | 24418.3 | 18" | Flanged In-Cut Branch-30 deg | F | A onto B | Glv | B |  | 105.5 | 0 | 0% | 0 | 0 | [6 empty] | 0 | 76.2 | 0 | 0 | 103.4 | 0
| 0 | FBE19.30 | 24419.3 | 19" | Flanged In-Cut Branch-30 deg | F | A onto B | Glv | B |  | 131.4 | 0 | 0% | 0 | 0 | [6 empty] | 0 | 94.9 | 0 | 0 | 128.8 | 0
| 0 | FBE20.30 | 24420.3 | 20" | Flanged In-Cut Branch-30 deg | F | A onto B | Glv | B |  | 157.4 | 0 | 0% | 0 | 0 | [6 empty] | 0 | 113.7 | 0 | 0 | 154.3 | 0
| 0 | FBE22.30 | 24422.3 | 22" | Flanged In-Cut Branch-30 deg | F | A onto B | Glv | B |  | 209.8 | 0 | 0% | 0 | 0 | [6 empty] | 0 | 151.6 | 0 | 0 | 205.7 | 0
| 0 | FBE24.30 | 24424.3 | 24" | Flanged In-Cut Branch-30 deg | F | A onto B | Glv | B |  | 227.9 | 0 | 0% | 0 | 0 | [6 empty] | 0 |  | 0 | 0 | 223.4 | 0
| 0 | FBE26.30 | 24426.3 | 26" | Flanged In-Cut Branch-30 deg | F | A onto B | Glv | B |  | 246.9 | 0 | 0% | 0 | 0 | [6 empty] | 0 |  | 0 | 0 | 242.1 | 0
| 0 | FBE28.30 | 24428.3 | 28" | Flanged In-Cut Branch-30 deg | F | A onto B | Glv | B |  | 265.8 | 0 | 0% | 0 | 0 | [6 empty] | 0 |  | 0 | 0 | 260.6 | 0
| 0 | FBE30.30 | 24430.3 | 30" | Flanged In-Cut Branch-30 deg | F | A onto B | Glv | B |  | 285 | 0 | 0% | 0 | 0 | [6 empty] | 0 |  | 0 | 0 | 279.4 | 0
| 0 | FBE32.30 | 24432.3 | 32" | Flanged In-Cut Branch-30 deg | F | A onto B | Glv | B |  | 303.9 | 0 | 0% | 0 | 0 | [6 empty] | 0 |  | 0 | 0 | 297.9 | 0
| 0 | FBE34.30 | 24434.3 | 34" | Flanged In-Cut Branch-30 deg | F | A onto B | Glv | B |  | 323 | 0 | 0% | 0 | 0 | [6 empty] | 0 |  | 0 | 0 | 316.7 | 0
| 0 | FBE36.30 | 24436.3 | 36" | Flanged In-Cut Branch-30 deg | F | A onto B | Glv | B |  | 341.9 | 0 | 0% | 0 | 0 | [6 empty] | 0 |  | 0 | 0 | 335.2 | 0
| 0 | FBE38.30 | 24438.3 | 38" | Flanged In-Cut Branch-30 deg | F | A onto B | Glv | B |  | 361.1 | 0 | 0% | 0 | 0 | [6 empty] | 0 |  | 0 | 0 | 354 | 0
| 0 | FBE40.30 | 24440.3 | 40" | Flanged In-Cut Branch-30 deg | F | A onto B | Glv | B |  | 380 | 0 | 0% | 0 | 0 | [6 empty] | 0 |  | 0 | 0 | 372.5 | 0
| 0 | FBE42.30 | 24442.3 | 42" | Flanged In-Cut Branch-30 deg | F | A onto B | Glv | B |  | 399 | 0 | 0% | 0 | 0 | [6 empty] | 0 |  | 0 | 0 | 391.2 | 0
| 0 | FBE44.30 | 24444.3 | 44" | Flanged In-Cut Branch-30 deg | F | A onto B | Glv | B |  | 417.9 | 0 | 0% | 0 | 0 | [6 empty] | 0 |  | 0 | 0 | 409.7 | 0
| 0 | FBE46.30 | 24446.3 | 46" | Flanged In-Cut Branch-30 deg | F | A onto B | Glv | B |  | 437 | 0 | 0% | 0 | 0 | [6 empty] | 0 |  | 0 | 0 | 428.4 | 0
| 0 | FBE48.30 | 24448.3 | 48" | Flanged In-Cut Branch-30 deg | F | A onto B | Glv | B |  | 455.9 | 0 | 0% | 0 | 0 | [6 empty] | 0 |  | 0 | 0 | 447 | 0
| 0 | FBE04.45 | 24404.45 | 4" | Flanged In-Cut Branch-45 deg | F | A onto B | Glv | B |  | 226.1 | 0 | 0% | 0 | 0 | [6 empty] | 0 | 163.3 | 0 | 0 | 221.7 | 0
| 0 | FBE05.45 | 24405.45 | 5" | Flanged In-Cut Branch-45 deg | F | A onto B | Glv | B |  | 244.9 | 0 | 0% | 0 | 0 | [6 empty] | 0 | 176.9 | 0 | 0 | 240.1 | 0
| 0 | FBE06.45 | 24406.45 | 6" | Flanged In-Cut Branch-45 deg | F | A onto B | Glv | B |  | 263.7 | 0 | 0% | 0 | 0 | [6 empty] | 0 | 190.5 | 0 | 0 | 258.5 | 0
| 0 | FBE07.45 | 24407.45 | 7" | Flanged In-Cut Branch-45 deg | F | A onto B | Glv | B |  | 282.5 | 0 | 0% | 0 | 0 | [6 empty] | 0 | 204.1 | 0 | 0 | 277 | 0
| 0 | FBE08.45 | 24408.45 | 8" | Flanged In-Cut Branch-45 deg | F | A onto B | Glv | B |  | 301.4 | 0 | 0% | 0 | 0 | [6 empty] | 0 | 217.7 | 0 | 0 | 295.5 | 0
| 0 | FBE09.45 | 24409.45 | 9" | Flanged In-Cut Branch-45 deg | F | A onto B | Glv | B |  | 320.4 | 0 | 0% | 0 | 0 | [6 empty] | 0 | 231.4 | 0 | 0 | 314.1 | 0
| 0 | FBE10.45 | 24410.45 | 10" | Flanged In-Cut Branch-45 deg | F | A onto B | Glv | B |  | 339.2 | 0 | 0% | 0 | 0 | [6 empty] | 0 | 245 | 0 | 0 | 332.5 | 0
| 0 | FBE11.45 | 24411.45 | 11" | Flanged In-Cut Branch-45 deg | F | A onto B | Glv | B |  | 357.9 | 0 | 0% | 0 | 0 | [6 empty] | 0 | 258.6 | 0 | 0 | 350.9 | 0
| 0 | FBE12.45 | 24412.45 | 12" | Flanged In-Cut Branch-45 deg | F | A onto B | Glv | B |  | 376.8 | 0 | 0% | 0 | 0 | [6 empty] | 0 | 272.2 | 0 | 0 | 369.4 | 0
| 0 | FBE13.45 | 24413.45 | 13" | Flanged In-Cut Branch-45 deg | F | A onto B | Glv | B |  | 395.8 | 0 | 0% | 0 | 0 | [6 empty] | 0 | 285.8 | 0 | 0 | 388 | 0
| 0 | FBE14.45 | 24414.45 | 14" | Flanged In-Cut Branch-45 deg | F | A onto B | Glv | B |  | 414.5 | 0 | 0% | 0 | 0 | [6 empty] | 0 | 299.4 | 0 | 0 | 406.4 | 0
| 0 | FBE15.45 | 24415.45 | 15" | Flanged In-Cut Branch-45 deg | F | A onto B | Glv | B |  | 433.3 | 0 | 0% | 0 | 0 | [6 empty] | 0 | 313 | 0 | 0 | 424.8 | 0
| 0 | FBE16.45 | 24416.45 | 16" | Flanged In-Cut Branch-45 deg | F | A onto B | Glv | B |  | 452.1 | 0 | 0% | 0 | 0 | [6 empty] | 0 | 326.6 | 0 | 0 | 443.2 | 0
| 0 | FBE17.45 | 24417.45 | 17" | Flanged In-Cut Branch-45 deg | F | A onto B | Glv | B |  | 100.5 | 0 | 0% | 0 | 0 | [6 empty] | 0 | 72.6 | 0 | 0 | 98.5 | 0
| 0 | FBE18.45 | 24418.45 | 18" | Flanged In-Cut Branch-45 deg | F | A onto B | Glv | B |  | 105.5 | 0 | 0% | 0 | 0 | [6 empty] | 0 | 76.2 | 0 | 0 | 103.4 | 0
| 0 | FBE19.45 | 24419.45 | 19" | Flanged In-Cut Branch-45 deg | F | A onto B | Glv | B |  | 131.4 | 0 | 0% | 0 | 0 | [6 empty] | 0 | 94.9 | 0 | 0 | 128.8 | 0
| 0 | FBE20.45 | 24420.45 | 20" | Flanged In-Cut Branch-45 deg | F | A onto B | Glv | B |  | 157.4 | 0 | 0% | 0 | 0 | [6 empty] | 0 | 113.7 | 0 | 0 | 154.3 | 0
| 0 | FBE22.45 | 24422.45 | 22" | Flanged In-Cut Branch-45 deg | F | A onto B | Glv | B |  | 209.8 | 0 | 0% | 0 | 0 | [6 empty] | 0 | 151.6 | 0 | 0 | 205.7 | 0
| 0 | FBE24.45 | 24424.45 | 24" | Flanged In-Cut Branch-45 deg | F | A onto B | Glv | B |  | 227.9 | 0 | 0% | 0 | 0 | [6 empty] | 0 |  | 0 | 0 | 223.4 | 0
| 0 | FBE26.45 | 24426.45 | 26" | Flanged In-Cut Branch-45 deg | F | A onto B | Glv | B |  | 246.9 | 0 | 0% | 0 | 0 | [6 empty] | 0 |  | 0 | 0 | 242.1 | 0
| 0 | FBE28.45 | 24428.45 | 28" | Flanged In-Cut Branch-45 deg | F | A onto B | Glv | B |  | 265.8 | 0 | 0% | 0 | 0 | [6 empty] | 0 |  | 0 | 0 | 260.6 | 0
| 0 | FBE30.45 | 24430.45 | 30" | Flanged In-Cut Branch-45 deg | F | A onto B | Glv | B |  | 285 | 0 | 0% | 0 | 0 | [6 empty] | 0 |  | 0 | 0 | 279.4 | 0
| 0 | FBE32.45 | 24432.45 | 32" | Flanged In-Cut Branch-45 deg | F | A onto B | Glv | B |  | 303.9 | 0 | 0% | 0 | 0 | [6 empty] | 0 |  | 0 | 0 | 297.9 | 0
| 0 | FBE34.45 | 24434.45 | 34" | Flanged In-Cut Branch-45 deg | F | A onto B | Glv | B |  | 323 | 0 | 0% | 0 | 0 | [6 empty] | 0 |  | 0 | 0 | 316.7 | 0
| 0 | FBE36.45 | 24436.45 | 36" | Flanged In-Cut Branch-45 deg | F | A onto B | Glv | B |  | 341.9 | 0 | 0% | 0 | 0 | [6 empty] | 0 |  | 0 | 0 | 335.2 | 0
| 0 | FBE38.45 | 24438.45 | 38" | Flanged In-Cut Branch-45 deg | F | A onto B | Glv | B |  | 361.1 | 0 | 0% | 0 | 0 | [6 empty] | 0 |  | 0 | 0 | 354 | 0
| 0 | FBE40.45 | 24440.45 | 40" | Flanged In-Cut Branch-45 deg | F | A onto B | Glv | B |  | 380 | 0 | 0% | 0 | 0 | [6 empty] | 0 |  | 0 | 0 | 372.5 | 0
| 0 | FBE42.45 | 24442.45 | 42" | Flanged In-Cut Branch-45 deg | F | A onto B | Glv | B |  | 399 | 0 | 0% | 0 | 0 | [6 empty] | 0 |  | 0 | 0 | 391.2 | 0
| 0 | FBE44.45 | 24444.45 | 44" | Flanged In-Cut Branch-45 deg | F | A onto B | Glv | B |  | 417.9 | 0 | 0% | 0 | 0 | [6 empty] | 0 |  | 0 | 0 | 409.7 | 0
| 0 | FBE46.45 | 24446.45 | 46" | Flanged In-Cut Branch-45 deg | F | A onto B | Glv | B |  | 437 | 0 | 0% | 0 | 0 | [6 empty] | 0 |  | 0 | 0 | 428.4 | 0
| 0 | FBE48.45 | 24448.45 | 48" | Flanged In-Cut Branch-45 deg | F | A onto B | Glv | B |  | 455.9 | 0 | 0% | 0 | 0 | [6 empty] | 0 |  | 0 | 0 | 447 | 0
| 0 | FBF04 | 24504 | 4" | Flanged Tap-In T | F | A onto B | Glv | B |  | 44.7 | 0 | 0% | 0 | 0 | [6 empty] | 0 | 32.3 | 0 | 0 | 43.8 | 0
| 0 | FBF05 | 24505 | 5" | Flanged Tap-In T | F | A onto B | Glv | B |  | 45.8 | 0 | 0% | 0 | 0 | [6 empty] | 0 | 33.1 | 0 | 0 | 44.9 | 0
| 0 | FBF06 | 24506 | 6" | Flanged Tap-In T | F | A onto B | Glv | B |  | 50.3 | 0 | 0% | 0 | 0 | [6 empty] | 0 | 36.3 | 0 | 0 | 49.3 | 0
| 0 | FBF07 | 24507 | 7" | Flanged Tap-In T | F | A onto B | Glv | B |  | 53.8 | 0 | 0% | 0 | 0 | [6 empty] | 0 | 38.8 | 0 | 0 | 52.7 | 0
| 0 | FBF08 | 24508 | 8" | Flanged Tap-In T | F | A onto B | Glv | B |  | 56.9 | 0 | 0% | 0 | 0 | [6 empty] | 0 | 41.1 | 0 | 0 | 55.8 | 0
| 0 | FBF09 | 24509 | 9" | Flanged Tap-In T | F | A onto B | Glv | B |  | 59.8 | 0 | 0% | 0 | 0 | [6 empty] | 0 | 43.2 | 0 | 0 | 58.6 | 0
| 0 | FBF10 | 24510 | 10" | Flanged Tap-In T | F | A onto B | Glv | B |  | 65 | 0 | 0% | 0 | 0 | [6 empty] | 0 | 46.9 | 0 | 0 | 63.7 | 0
| 0 | FBF11 | 24511 | 11" | Flanged Tap-In T | F | A onto B | Glv | B |  | 68.6 | 0 | 0% | 0 | 0 | [6 empty] | 0 | 49.6 | 0 | 0 | 67.3 | 0
| 0 | FBF12 | 24512 | 12" | Flanged Tap-In T | F | A onto B | Glv | B |  | 72.2 | 0 | 0% | 0 | 0 | [6 empty] | 0 | 52.2 | 0 | 0 | 70.8 | 0
| 0 | FBF13 | 24513 | 13" | Flanged Tap-In T | F | A onto B | Glv | B |  | 77.5 | 0 | 0% | 0 | 0 | [6 empty] | 0 | 56.1 | 0 | 0 | 76 | 0
| 0 | FBF14 | 24514 | 14" | Flanged Tap-In T | F | A onto B | Glv | B |  | 82.9 | 0 | 0% | 0 | 0 | [6 empty] | 0 | 59.9 | 0 | 0 | 81.3 | 0
| 0 | FBF15 | 24515 | 15" | Flanged Tap-In T | F | A onto B | Glv | B |  | 90.1 | 0 | 0% | 0 | 0 | [6 empty] | 0 | 65 | 0 | 0 | 88.3 | 0
| 0 | FBF16 | 24516 | 16" | Flanged Tap-In T | F | A onto B | Glv | B |  | 95.5 | 0 | 0% | 0 | 0 | [6 empty] | 0 | 68.9 | 0 | 0 | 93.6 | 0
| 0 | FBF17 | 24517 | 17" | Flanged Tap-In T | F | A onto B | Glv | B |  | 100.5 | 0 | 0% | 0 | 0 | [6 empty] | 0 | 72.6 | 0 | 0 | 98.5 | 0
| 0 | FBF18 | 24518 | 18" | Flanged Tap-In T | F | A onto B | Glv | B |  | 105.5 | 0 | 0% | 0 | 0 | [6 empty] | 0 | 76.2 | 0 | 0 | 103.4 | 0
| 0 | FBF19 | 24519 | 19" | Flanged Tap-In T | F | A onto B | Glv | B |  | 131.4 | 0 | 0% | 0 | 0 | [6 empty] | 0 | 94.9 | 0 | 0 | 128.8 | 0
| 0 | FBF20 | 24520 | 20" | Flanged Tap-In T | F | A onto B | Glv | B |  | 157.4 | 0 | 0% | 0 | 0 | [6 empty] | 0 | 113.7 | 0 | 0 | 154.3 | 0
| 0 | FBF22 | 24522 | 22" | Flanged Tap-In T | F | A onto B | Glv | B |  | 209.8 | 0 | 0% | 0 | 0 | [6 empty] | 0 | 151.6 | 0 | 0 | 205.7 | 0
| 0 | FBF24 | 24524 | 24" | Flanged Tap-In T | F | A onto B | Glv | B |  | 227.9 | 0 | 0% | 0 | 0 | [6 empty] | 0 | 163.3 | 0 | 0 | 223.4 | 0
| 0 | FBF26 | 24526 | 26" | Flanged Tap-In T | F | A onto B | Glv | B |  | 246.9 | 0 | 0% | 0 | 0 | [6 empty] | 0 | 176.9 | 0 | 0 | 242.1 | 0
| 0 | FBF28 | 24528 | 28" | Flanged Tap-In T | F | A onto B | Glv | B |  | 265.8 | 0 | 0% | 0 | 0 | [6 empty] | 0 | 190.5 | 0 | 0 | 260.6 | 0
| 0 | FBF30 | 24530 | 30" | Flanged Tap-In T | F | A onto B | Glv | B |  | 285 | 0 | 0% | 0 | 0 | [6 empty] | 0 | 204.1 | 0 | 0 | 279.4 | 0
| 0 | FBF32 | 24532 | 32" | Flanged Tap-In T | F | A onto B | Glv | B |  | 303.9 | 0 | 0% | 0 | 0 | [6 empty] | 0 | 217.7 | 0 | 0 | 297.9 | 0
| 0 | FBF34 | 24534 | 34" | Flanged Tap-In T | F | A onto B | Glv | B |  | 323 | 0 | 0% | 0 | 0 | [6 empty] | 0 | 231.4 | 0 | 0 | 316.7 | 0
| 0 | FBF36 | 24536 | 36" | Flanged Tap-In T | F | A onto B | Glv | B |  | 341.9 | 0 | 0% | 0 | 0 | [6 empty] | 0 | 245 | 0 | 0 | 335.2 | 0
| 0 | FBF38 | 24538 | 38" | Flanged Tap-In T | F | A onto B | Glv | B |  | 361.1 | 0 | 0% | 0 | 0 | [6 empty] | 0 | 258.6 | 0 | 0 | 354 | 0
| 0 | FBF40 | 24540 | 40" | Flanged Tap-In T | F | A onto B | Glv | B |  | 380 | 0 | 0% | 0 | 0 | [6 empty] | 0 | 272.2 | 0 | 0 | 372.5 | 0
| 0 | FBF42 | 24542 | 42" | Flanged Tap-In T | F | A onto B | Glv | B |  | 399 | 0 | 0% | 0 | 0 | [6 empty] | 0 | 285.8 | 0 | 0 | 391.2 | 0
| 0 | FBF44 | 24544 | 44" | Flanged Tap-In T | F | A onto B | Glv | B |  | 417.9 | 0 | 0% | 0 | 0 | [6 empty] | 0 | 299.4 | 0 | 0 | 409.7 | 0
| 0 | FBF46 | 24546 | 46" | Flanged Tap-In T | F | A onto B | Glv | B |  | 437 | 0 | 0% | 0 | 0 | [6 empty] | 0 | 313 | 0 | 0 | 428.4 | 0
| 0 | FBF48 | 24548 | 48" | Flanged Tap-In T | F | A onto B | Glv | B |  | 455.9 | 0 | 0% | 0 | 0 | [6 empty] | 0 | 326.6 | 0 | 0 | 447 | 0
| 0 | FAA04 | 25004 | 4" | Flanged Adapter | F | Give Dimensions | Glv | T |  | 24.8 | 0 | 0% | 0 | 0 | [6 empty] | 0 | 17.9 | 0 | 0 | 24.3 | 0
| 0 | FAA05 | 25005 | 5" | Flanged Adapter | F | Give Dimensions | Glv | T |  | 27.1 | 0 | 0% | 0 | 0 | [6 empty] | 0 | 19.6 | 0 | 0 | 26.6 | 0
| 0 | FAA06 | 25006 | 6" | Flanged Adapter | F | Give Dimensions | Glv | T |  | 33.3 | 0 | 0% | 0 | 0 | [6 empty] | 0 | 24 | 0 | 0 | 32.6 | 0
| 0 | FAA07 | 25007 | 7" | Flanged Adapter | F | Give Dimensions | Glv | T |  | 36.2 | 0 | 0% | 0 | 0 | [6 empty] | 0 | 26.2 | 0 | 0 | 35.5 | 0
| 0 | FAA08 | 25008 | 8" | Flanged Adapter | F | Give Dimensions | Glv | T |  | 40.1 | 0 | 0% | 0 | 0 | [6 empty] | 0 | 28.9 | 0 | 0 | 39.3 | 0
| 0 | FAA09 | 25009 | 9" | Flanged Adapter | F | Give Dimensions | Glv | T |  | 43 | 0 | 0% | 0 | 0 | [6 empty] | 0 | 31.1 | 0 | 0 | 42.2 | 0
| 0 | FAA10 | 25010 | 10" | Flanged Adapter | F | Give Dimensions | Glv | T |  | 46.4 | 0 | 0% | 0 | 0 | [6 empty] | 0 | 33.5 | 0 | 0 | 45.5 | 0
| 0 | FAA11 | 25011 | 11" | Flanged Adapter | F | Give Dimensions | Glv | T |  | 50.5 | 0 | 0% | 0 | 0 | [6 empty] | 0 | 36.5 | 0 | 0 | 49.5 | 0
| 0 | FAA12 | 25012 | 12" | Flanged Adapter | F | Give Dimensions | Glv | T |  | 54.5 | 0 | 0% | 0 | 0 | [6 empty] | 0 | 39.3 | 0 | 0 | 53.4 | 0
| 0 | FAA13 | 25013 | 13" | Flanged Adapter | F | Give Dimensions | Glv | T |  | 58.2 | 0 | 0% | 0 | 0 | [6 empty] | 0 | 42.1 | 0 | 0 | 57.1 | 0
| 0 | FAA14 | 25014 | 14" | Flanged Adapter | F | Give Dimensions | Glv | T |  | 61.7 | 0 | 0% | 0 | 0 | [6 empty] | 0 | 44.6 | 0 | 0 | 60.5 | 0
| 0 | FAA15 | 25015 | 15" | Flanged Adapter | F | Give Dimensions | Glv | T |  | 67.7 | 0 | 0% | 0 | 0 | [6 empty] | 0 | 49 | 0 | 0 | 66.4 | 0
| 0 | FAA16 | 25016 | 16" | Flanged Adapter | F | Give Dimensions | Glv | T |  | 70.9 | 0 | 0% | 0 | 0 | [6 empty] | 0 | 51.2 | 0 | 0 | 69.5 | 0
| 0 | FAA17 | 25017 | 17" | Flanged Adapter | F | Give Dimensions | Glv | T |  | 74 | 0 | 0% | 0 | 0 | [6 empty] | 0 | 53.4 | 0 | 0 | 72.5 | 0
| 0 | FAA18 | 25018 | 18" | Flanged Adapter | F | Give Dimensions | Glv | T |  | 77.1 | 0 | 0% | 0 | 0 | [6 empty] | 0 | 55.7 | 0 | 0 | 75.6 | 0
| 0 | FAA19 | 25019 | 19" | Flanged Adapter | F | Give Dimensions | Glv | T |  | 78.9 | 0 | 0% | 0 | 0 | [6 empty] | 0 | 57 | 0 | 0 | 77.4 | 0
| 0 | FAA20 | 25020 | 20" | Flanged Adapter | F | Give Dimensions | Glv | T |  | 81.1 | 0 | 0% | 0 | 0 | [6 empty] | 0 | 58.6 | 0 | 0 | 79.5 | 0
| 0 | FAA22 | 25022 | 22" | Flanged Adapter | F | Give Dimensions | Glv | T |  | 87.1 | 0 | 0% | 0 | 0 | [6 empty] | 0 | 62.9 | 0 | 0 | 85.4 | 0
| 0 | FAA24 | 25024 | 24" | Flanged Adapter | F | Give Dimensions | Glv | T |  | 0 | 0 | 0% | 0 | 0 | [6 empty] | 0 |  | 0 | 0 | 0 | 0
| 0 | FAA26 | 25026 | 26" | Flanged Adapter | F | Give Dimensions | Glv | T |  | 0 | 0 | 0% | 0 | 0 | [6 empty] | 0 |  | 0 | 0 | 0 | 0
| 0 | FAA28 | 25028 | 28" | Flanged Adapter | F | Give Dimensions | Glv | T |  | 0 | 0 | 0% | 0 | 0 | [6 empty] | 0 |  | 0 | 0 | 0 | 0
| 0 | FAA30 | 25030 | 30" | Flanged Adapter | F | Give Dimensions | Glv | T |  | 0 | 0 | 0% | 0 | 0 | [6 empty] | 0 |  | 0 | 0 | 0 | 0
| 0 | FAA32 | 25032 | 32" | Flanged Adapter | F | Give Dimensions | Glv | T |  | 0 | 0 | 0% | 0 | 0 | [6 empty] | 0 |  | 0 | 0 | 0 | 0
| 0 | FAA34 | 25034 | 34" | Flanged Adapter | F | Give Dimensions | Glv | T |  | 0 | 0 | 0% | 0 | 0 | [6 empty] | 0 |  | 0 | 0 | 0 | 0
| 0 | FAA36 | 25036 | 36" | Flanged Adapter | F | Give Dimensions | Glv | T |  | 0 | 0 | 0% | 0 | 0 | [6 empty] | 0 |  | 0 | 0 | 0 | 0
| 0 | FAA38 | 25038 | 38" | Flanged Adapter | F | Give Dimensions | Glv | T |  | 0 | 0 | 0% | 0 | 0 | [6 empty] | 0 |  | 0 | 0 | 0 | 0
| 0 | FAA40 | 25040 | 40" | Flanged Adapter | F | Give Dimensions | Glv | T |  | 0 | 0 | 0% | 0 | 0 | [6 empty] | 0 |  | 0 | 0 | 0 | 0
| 0 | FAA42 | 25042 | 42" | Flanged Adapter | F | Give Dimensions | Glv | T |  | 0 | 0 | 0% | 0 | 0 | [6 empty] | 0 |  | 0 | 0 | 0 | 0
| 0 | FAA44 | 25044 | 44" | Flanged Adapter | F | Give Dimensions | Glv | T |  | 0 | 0 | 0% | 0 | 0 | [6 empty] | 0 |  | 0 | 0 | 0 | 0
| 0 | FAA46 | 25046 | 46" | Flanged Adapter | F | Give Dimensions | Glv | T |  | 0 | 0 | 0% | 0 | 0 | [6 empty] | 0 |  | 0 | 0 | 0 | 0
| 0 | FAA48 | 25048 | 48" | Flanged Adapter | F | Give Dimensions | Glv | T |  | 0 | 0 | 0% | 0 | 0 | [6 empty] | 0 |  | 0 | 0 | 0 | 0
| 0 | FAC04 | 25204 | 4" | Flanged Hose Adapter | F |  | Glv | T |  | 21 | 0 | 0% | 0 | 0 | [6 empty] | 0 | 15.2 | 0 | 0 | 20.6 | 0
| 0 | FAC05 | 25205 | 5" | Flanged Hose Adapter | F |  | Glv | T |  | 23.1 | 0 | 0% | 0 | 0 | [6 empty] | 0 | 16.7 | 0 | 0 | 22.6 | 0
| 0 | FAC06 | 25206 | 6" | Flanged Hose Adapter | F |  | Glv | T |  | 28.4 | 0 | 0% | 0 | 0 | [6 empty] | 0 | 20.5 | 0 | 0 | 27.8 | 0
| 0 | FAC07 | 25207 | 7" | Flanged Hose Adapter | F |  | Glv | T |  | 30.4 | 0 | 0% | 0 | 0 | [6 empty] | 0 | 21.9 | 0 | 0 | 29.8 | 0
| 0 | FAC08 | 25208 | 8" | Flanged Hose Adapter | F |  | Glv | T |  | 33 | 0 | 0% | 0 | 0 | [6 empty] | 0 | 23.9 | 0 | 0 | 32.4 | 0
| 0 | FAC09 | 25209 | 9" | Flanged Hose Adapter | F |  | Glv | T |  | 35.4 | 0 | 0% | 0 | 0 | [6 empty] | 0 | 25.6 | 0 | 0 | 34.7 | 0
| 0 | FAC10 | 25210 | 10" | Flanged Hose Adapter | F |  | Glv | T |  | 37.9 | 0 | 0% | 0 | 0 | [6 empty] | 0 | 27.4 | 0 | 0 | 37.2 | 0
| 0 | FAC11 | 25211 | 11" | Flanged Hose Adapter | F |  | Glv | T |  | 40.6 | 0 | 0% | 0 | 0 | [6 empty] | 0 | 29.3 | 0 | 0 | 39.8 | 0
| 0 | FAC12 | 25212 | 12" | Flanged Hose Adapter | F |  | Glv | T |  | 42.8 | 0 | 0% | 0 | 0 | [6 empty] | 0 | 31 | 0 | 0 | 42 | 0
| 0 | FAC13 | 25213 | 13" | Flanged Hose Adapter | F |  | Glv | T |  | 45.3 | 0 | 0% | 0 | 0 | [6 empty] | 0 | 32.7 | 0 | 0 | 44.4 | 0
| 0 | FAC14 | 25214 | 14" | Flanged Hose Adapter | F |  | Glv | T |  | 47.6 | 0 | 0% | 0 | 0 | [6 empty] | 0 | 34.3 | 0 | 0 | 46.7 | 0
| 0 | FAC15 | 25215 | 15" | Flanged Hose Adapter | F |  | Glv | T |  | 51.1 | 0 | 0% | 0 | 0 | [6 empty] | 0 | 36.8 | 0 | 0 | 50.1 | 0
| 0 | FAC16 | 25216 | 16" | Flanged Hose Adapter | F |  | Glv | T |  | 52.6 | 0 | 0% | 0 | 0 | [6 empty] | 0 | 38.1 | 0 | 0 | 51.6 | 0
| 0 | FAC17 | 25217 | 17" | Flanged Hose Adapter | F |  | Glv | T |  | 55.3 | 0 | 0% | 0 | 0 | [6 empty] | 0 | 39.9 | 0 | 0 | 54.2 | 0
| 0 | FAC18 | 25218 | 18" | Flanged Hose Adapter | F |  | Glv | T |  | 57.7 | 0 | 0% | 0 | 0 | [6 empty] | 0 | 41.7 | 0 | 0 | 56.6 | 0
| 0 | FAC19 | 25219 | 19" | Flanged Hose Adapter | F |  | Glv | T |  | 59 | 0 | 0% | 0 | 0 | [6 empty] | 0 | 42.6 | 0 | 0 | 57.8 | 0
| 0 | FAC20 | 25220 | 20" | Flanged Hose Adapter | F |  | Glv | T |  | 60.3 | 0 | 0% | 0 | 0 | [6 empty] | 0 | 43.6 | 0 | 0 | 59.1 | 0
| 0 | FAC22 | 25222 | 22" | Flanged Hose Adapter | F |  | Glv | T |  | 65.3 | 0 | 0% | 0 | 0 | [6 empty] | 0 | 47.2 | 0 | 0 | 64 | 0
| 0 | FAC24 | 25224 | 24" | Flanged Hose Adapter | F |  | Glv | T |  | 0 | 0 | 0% | 0 | 0 | [6 empty] | 0 |  | 0 | 0 | 0 | 0
| 0 | FRA04 | 26004 | 4" | Flanged Reducer | F | A' to B" | Glv | T |  | 43.7 | 0 | 0% | 0 | 0 | [6 empty] | 0 | 31.5 | 0 | 0 | 42.8 | 0
| 0 | FRA05 | 26005 | 5" | Flanged Reducer | F | A' to B" | Glv | T |  | 44.7 | 0 | 0% | 0 | 0 | [6 empty] | 0 | 32.3 | 0 | 0 | 43.8 | 0
| 0 | FRA06 | 26006 | 6" | Flanged Reducer | F | A' to B" | Glv | T |  | 48.6 | 0 | 0% | 0 | 0 | [6 empty] | 0 | 35.1 | 0 | 0 | 47.6 | 0
| 0 | FRA07 | 26007 | 7" | Flanged Reducer | F | A' to B" | Glv | T |  | 51.1 | 0 | 0% | 0 | 0 | [6 empty] | 0 | 36.8 | 0 | 0 | 50.1 | 0
| 0 | FRA08 | 26008 | 8" | Flanged Reducer | F | A' to B" | Glv | T |  | 53.6 | 0 | 0% | 0 | 0 | [6 empty] | 0 | 38.7 | 0 | 0 | 52.5 | 0
| 0 | FRA09 | 26009 | 9" | Flanged Reducer | F | A' to B" | Glv | T |  | 60.3 | 0 | 0% | 0 | 0 | [6 empty] | 0 | 43.6 | 0 | 0 | 59.1 | 0
| 0 | FRA10 | 26010 | 10" | Flanged Reducer | F | A' to B" | Glv | T |  | 62.6 | 0 | 0% | 0 | 0 | [6 empty] | 0 | 45.2 | 0 | 0 | 61.4 | 0
| 0 | FRA11 | 26011 | 11" | Flanged Reducer | F | A' to B" | Glv | T |  | 69.9 | 0 | 0% | 0 | 0 | [6 empty] | 0 | 50.5 | 0 | 0 | 68.5 | 0
| 0 | FRA12 | 26012 | 12" | Flanged Reducer | F | A' to B" | Glv | T |  | 76.9 | 0 | 0% | 0 | 0 | [6 empty] | 0 | 55.5 | 0 | 0 | 75.4 | 0
| 0 | FRA13 | 26013 | 13" | Flanged Reducer | F | A' to B" | Glv | T |  | 85 | 0 | 0% | 0 | 0 | [6 empty] | 0 | 61.4 | 0 | 0 | 83.3 | 0
| 0 | FRA14 | 26014 | 14" | Flanged Reducer | F | A' to B" | Glv | T |  | 92.7 | 0 | 0% | 0 | 0 | [6 empty] | 0 | 67 | 0 | 0 | 90.9 | 0
| 0 | FRA15 | 26015 | 15" | Flanged Reducer | F | A' to B" | Glv | T |  | 110.2 | 0 | 0% | 0 | 0 | [6 empty] | 0 | 79.6 | 0 | 0 | 108 | 0
| 0 | FRA16 | 26016 | 16" | Flanged Reducer | F | A' to B" | Glv | T |  | 124.7 | 0 | 0% | 0 | 0 | [6 empty] | 0 | 90.1 | 0 | 0 | 122.3 | 0
| 0 | FRA17 | 26017 | 17" | Flanged Reducer | F | A' to B" | Glv | T |  | 128 | 0 | 0% | 0 | 0 | [6 empty] | 0 | 92.4 | 0 | 0 | 125.5 | 0
| 0 | FRA18 | 26018 | 18" | Flanged Reducer | F | A' to B" | Glv | T |  | 131 | 0 | 0% | 0 | 0 | [6 empty] | 0 | 94.7 | 0 | 0 | 128.4 | 0
| 0 | FRA19 | 26019 | 19" | Flanged Reducer | F | A' to B" | Glv | T |  | 135 | 0 | 0% | 0 | 0 | [6 empty] | 0 | 97.6 | 0 | 0 | 132.4 | 0
| 0 | FRA20 | 26020 | 20" | Flanged Reducer | F | A' to B" | Glv | T |  | 139.6 | 0 | 0% | 0 | 0 | [6 empty] | 0 | 100.8 | 0 | 0 | 136.9 | 0
| 0 | FRA22 | 26022 | 22" | Flanged Reducer | F | A' to B" | Glv | T |  | 155.3 | 0 | 0% | 0 | 0 | [6 empty] | 0 | 112.2 | 0 | 0 | 152.3 | 0
| 0 | FRA24 | 26024 | 24" | Flanged Reducer | F | A' to B" | Glv | T |  | 167.4 | 0 | 0% | 0 | 0 | [6 empty] | 0 | 120.9 | 0 | 0 | 164.1 | 0
| 0 | FRA26 | 26026 | 26" | Flanged Reducer | F | A' to B" | Glv | T |  | 181.4 | 0 | 0% | 0 | 0 | [6 empty] | 0 | 131 | 0 | 0 | 177.8 | 0
| 0 | FRA28 | 26028 | 28" | Flanged Reducer | F | A' to B" | Glv | T |  | 195.2 | 0 | 0% | 0 | 0 | [6 empty] | 0 | 141 | 0 | 0 | 191.4 | 0
| 0 | FRA30 | 26030 | 30" | Flanged Reducer | F | A' to B" | Glv | T |  | 209.2 | 0 | 0% | 0 | 0 | [6 empty] | 0 | 151.1 | 0 | 0 | 205.1 | 0
| 0 | FRA32 | 26032 | 32" | Flanged Reducer | F | A' to B" | Glv | T |  | 223.1 | 0 | 0% | 0 | 0 | [6 empty] | 0 | 161.2 | 0 | 0 | 218.7 | 0
| 0 | FRA34 | 26034 | 34" | Flanged Reducer | F | A' to B" | Glv | T |  | 237.2 | 0 | 0% | 0 | 0 | [6 empty] | 0 | 171.3 | 0 | 0 | 232.5 | 0
| 0 | FRA36 | 26036 | 36" | Flanged Reducer | F | A' to B" | Glv | T |  | 251.1 | 0 | 0% | 0 | 0 | [6 empty] | 0 | 181.3 | 0 | 0 | 246.2 | 0
| 0 | FRA38 | 26038 | 38" | Flanged Reducer | F | A' to B" | Glv | T |  | 265.1 | 0 | 0% | 0 | 0 | [6 empty] | 0 | 191.4 | 0 | 0 | 259.9 | 0
| 0 | FRA40 | 26040 | 40" | Flanged Reducer | F | A' to B" | Glv | T |  | 278.9 | 0 | 0% | 0 | 0 | [6 empty] | 0 | 201.5 | 0 | 0 | 273.4 | 0
| 0 | FRA42 | 26042 | 42" | Flanged Reducer | F | A' to B" | Glv | T |  | 292.7 | 0 | 0% | 0 | 0 | [6 empty] | 0 | 211.5 | 0 | 0 | 287 | 0
| 0 | FRA44 | 26044 | 44" | Flanged Reducer | F | A' to B" | Glv | T |  | 306.8 | 0 | 0% | 0 | 0 | [6 empty] | 0 | 221.6 | 0 | 0 | 300.8 | 0
| 0 | FRA46 | 26046 | 46" | Flanged Reducer | F | A' to B" | Glv | T |  | 320.8 | 0 | 0% | 0 | 0 | [6 empty] | 0 | 231.7 | 0 | 0 | 314.5 | 0
| 0 | FRA48 | 26048 | 48" | Flanged Reducer | F | A' to B" | Glv | T |  | 334.8 | 0 | 0% | 0 | 0 | [6 empty] | 0 | 241.8 | 0 | 0 | 328.2 | 0
| 0 | FRB04 | 26104 | 4" | Trans- Hemmed Rect to Fl Rnd | F | Give Dimensions | Glv | T |  | 2.8 | 0 | 0% | 0 | 0 | [6 empty] | 0 | 2 | 0 | 0 | 2.7 | 0
| 0 | FRB05 | 26105 | 5" | Trans- Hemmed Rect to Fl Rnd | F | Give Dimensions | Glv | T |  | 84.4 | 0 | 0% | 0 | 0 | [6 empty] | 0 | 60.9 | 0 | 0 | 82.7 | 0
| 0 | FRB06 | 26106 | 6" | Trans- Hemmed Rect to Fl Rnd | F | Give Dimensions | Glv | T |  | 88.3 | 0 | 0% | 0 | 0 | [6 empty] | 0 | 63.8 | 0 | 0 | 86.6 | 0
| 0 | FRB07 | 26107 | 7" | Trans- Hemmed Rect to Fl Rnd | F | Give Dimensions | Glv | T |  | 94.6 | 0 | 0% | 0 | 0 | [6 empty] | 0 | 68.3 | 0 | 0 | 92.7 | 0
| 0 | FRB08 | 26108 | 8" | Trans- Hemmed Rect to Fl Rnd | F | Give Dimensions | Glv | T |  | 99.7 | 0 | 0% | 0 | 0 | [6 empty] | 0 | 71.9 | 0 | 0 | 97.7 | 0
| 0 | FRB09 | 26109 | 9" | Trans- Hemmed Rect to Fl Rnd | F | Give Dimensions | Glv | T |  | 103.7 | 0 | 0% | 0 | 0 | [6 empty] | 0 | 74.9 | 0 | 0 | 101.7 | 0
| 0 | FRB10 | 26110 | 10" | Trans- Hemmed Rect to Fl Rnd | F | Give Dimensions | Glv | T |  | 106.9 | 0 | 0% | 0 | 0 | [6 empty] | 0 | 77.2 | 0 | 0 | 104.8 | 0
| 0 | FRB11 | 26111 | 11" | Trans- Hemmed Rect to Fl Rnd | F | Give Dimensions | Glv | T |  | 109.9 | 0 | 0% | 0 | 0 | [6 empty] | 0 | 79.3 | 0 | 0 | 107.7 | 0
| 0 | FRB12 | 26112 | 12" | Trans- Hemmed Rect to Fl Rnd | F | Give Dimensions | Glv | T |  | 112.7 | 0 | 0% | 0 | 0 | [6 empty] | 0 | 81.3 | 0 | 0 | 110.5 | 0
| 0 | FRB13 | 26113 | 13" | Trans- Hemmed Rect to Fl Rnd | F | Give Dimensions | Glv | T |  | 115.8 | 0 | 0% | 0 | 0 | [6 empty] | 0 | 83.7 | 0 | 0 | 113.5 | 0
| 0 | FRB14 | 26114 | 14" | Trans- Hemmed Rect to Fl Rnd | F | Give Dimensions | Glv | T |  | 119 | 0 | 0% | 0 | 0 | [6 empty] | 0 | 86 | 0 | 0 | 116.7 | 0
| 0 | FRB15 | 26115 | 15" | Trans- Hemmed Rect to Fl Rnd | F | Give Dimensions | Glv | T |  | 124.3 | 0 | 0% | 0 | 0 | [6 empty] | 0 | 89.8 | 0 | 0 | 121.9 | 0
| 0 | FRB16 | 26116 | 16" | Trans- Hemmed Rect to Fl Rnd | F | Give Dimensions | Glv | T |  | 128 | 0 | 0% | 0 | 0 | [6 empty] | 0 | 92.4 | 0 | 0 | 125.5 | 0
| 0 | FRB17 | 26117 | 17" | Trans- Hemmed Rect to Fl Rnd | F | Give Dimensions | Glv | T |  | 129.9 | 0 | 0% | 0 | 0 | [6 empty] | 0 | 93.8 | 0 | 0 | 127.4 | 0
| 0 | FRB18 | 26118 | 18" | Trans- Hemmed Rect to Fl Rnd | F | Give Dimensions | Glv | T |  | 131.6 | 0 | 0% | 0 | 0 | [6 empty] | 0 | 95.1 | 0 | 0 | 129 | 0
| 0 | FRB19 | 26119 | 19" | Trans- Hemmed Rect to Fl Rnd | F | Give Dimensions | Glv | T |  | 134.7 | 0 | 0% | 0 | 0 | [6 empty] | 0 | 97.3 | 0 | 0 | 132.1 | 0
| 0 | FRB20 | 26120 | 20" | Trans- Hemmed Rect to Fl Rnd | F | Give Dimensions | Glv | T |  | 137.9 | 0 | 0% | 0 | 0 | [6 empty] | 0 | 99.6 | 0 | 0 | 135.2 | 0
| 0 | FRB22 | 26122 | 22" | Trans- Hemmed Rect to Fl Rnd | F | Give Dimensions | Glv | T |  | 162 | 0 | 0% | 0 | 0 | [6 empty] | 0 | 117 | 0 | 0 | 158.8 | 0
| 0 | FRB24 | 26124 | 24" | Trans- Hemmed Rect to Fl Rnd | F | Give Dimensions | Glv | T |  | 174.3 | 0 | 0% | 0 | 0 | [6 empty] | 0 | 125.9 | 0 | 0 | 170.9 | 0
| 0 | FRB26 | 26126 | 26" | Trans- Hemmed Rect to Fl Rnd | F | Give Dimensions | Glv | T |  | 266.6 | 0 | 0% | 0 | 0 | [6 empty] | 0 | 192.6 | 0 | 0 | 261.4 | 0
| 0 | FRB28 | 26128 | 28" | Trans- Hemmed Rect to Fl Rnd | F | Give Dimensions | Glv | T |  | 348.5 | 0 | 0% | 0 | 0 | [6 empty] | 0 | 251.8 | 0 | 0 | 341.7 | 0
| 0 | FRB30 | 26130 | 30" | Trans- Hemmed Rect to Fl Rnd | F | Give Dimensions | Glv | T |  | 437.5 | 0 | 0% | 0 | 0 | [6 empty] | 0 | 316 | 0 | 0 | 428.9 | 0
| 0 | FRB32 | 26132 | 32" | Trans- Hemmed Rect to Fl Rnd | F | Give Dimensions | Glv | T |  | 574.4 | 0 | 0% | 0 | 0 | [6 empty] | 0 | 414.8 | 0 | 0 | 563.1 | 0
| 0 | FRB34 | 26134 | 34" | Trans- Hemmed Rect to Fl Rnd | F | Give Dimensions | Glv | T |  | 710.9 | 0 | 0% | 0 | 0 | [6 empty] | 0 | 513.6 | 0 | 0 | 697 | 0
| 0 | FRB36 | 26136 | 36" | Trans- Hemmed Rect to Fl Rnd | F | Give Dimensions | Glv | T |  | 875.1 | 0 | 0% | 0 | 0 | [6 empty] | 0 | 632.1 | 0 | 0 | 857.9 | 0
| 0 | FRB38 | 26138 | 38" | Trans- Hemmed Rect to Fl Rnd | F | Give Dimensions | Glv | T |  | 923.6 | 0 | 0% | 0 | 0 | [6 empty] | 0 | 667.2 | 0 | 0 | 905.5 | 0
| 0 | FRB40 | 26140 | 40" | Trans- Hemmed Rect to Fl Rnd | F | Give Dimensions | Glv | T |  | 972.5 | 0 | 0% | 0 | 0 | [6 empty] | 0 | 702.4 | 0 | 0 | 953.4 | 0
| 0 | FRB42 | 26142 | 42" | Trans- Hemmed Rect to Fl Rnd | F | Give Dimensions | Glv | T |  | 1020.9 | 0 | 0% | 0 | 0 | [6 empty] | 0 | 737.5 | 0 | 0 | 1000.9 | 0
| 0 | FRB44 | 26144 | 44" | Trans- Hemmed Rect to Fl Rnd | F | Give Dimensions | Glv | T |  | 1069.6 | 0 | 0% | 0 | 0 | [6 empty] | 0 | 772.6 | 0 | 0 | 1048.6 | 0
| 0 | FRB46 | 26146 | 46" | Trans- Hemmed Rect to Fl Rnd | F | Give Dimensions | Glv | T |  | 1118.1 | 0 | 0% | 0 | 0 | [6 empty] | 0 | 807.7 | 0 | 0 | 1096.2 | 0
| 0 | FRB48 | 26148 | 48" | Trans- Hemmed Rect to Fl Rnd | F | Give Dimensions | Glv | T |  | 1166.9 | 0 | 0% | 0 | 0 | [6 empty] | 0 | 842.9 | 0 | 0 | 1144 | 0
| 0 | FGC04 | 28204 | 4" | Flanged Blast Gate | F |  | Glv | T |  | 289.6 | 0 | 0% | 0 | 0 | [6 empty] | 0 | 219.2 | 0 | 0 | 283.9 | 0
| 0 | FGC05 | 28205 | 5" | Flanged Blast Gate | F |  | Glv | T |  | 301.2 | 0 | 0% | 0 | 0 | [6 empty] | 0 | 227.9 | 0 | 0 | 295.3 | 0
| 0 | FGC06 | 28206 | 6" | Flanged Blast Gate | F |  | Glv | T |  | 327.3 | 0 | 0% | 0 | 0 | [6 empty] | 0 | 247.7 | 0 | 0 | 320.9 | 0
| 0 | FGC07 | 28207 | 7" | Flanged Blast Gate | F |  | Glv | T |  | 335.7 | 0 | 0% | 0 | 0 | [6 empty] | 0 | 254 | 0 | 0 | 329.1 | 0
| 0 | FGC08 | 28208 | 8" | Flanged Blast Gate | F |  | Glv | T |  | 357.4 | 0 | 0% | 0 | 0 | [6 empty] | 0 | 270.4 | 0 | 0 | 350.4 | 0
| 0 | FGC09 | 28209 | 9" | Flanged Blast Gate | F |  | Glv | T |  | 369.3 | 0 | 0% | 0 | 0 | [6 empty] | 0 | 279.5 | 0 | 0 | 362.1 | 0
| 0 | FGC10 | 28210 | 10" | Flanged Blast Gate | F |  | Glv | T |  | 385.8 | 0 | 0% | 0 | 0 | [6 empty] | 0 | 291.9 | 0 | 0 | 378.2 | 0
| 0 | FGC11 | 28211 | 11" | Flanged Blast Gate | F |  | Glv | T |  | 401.9 | 0 | 0% | 0 | 0 | [6 empty] | 0 | 304.2 | 0 | 0 | 394 | 0
| 0 | FGC12 | 28212 | 12" | Flanged Blast Gate | F |  | Glv | T |  | 416.9 | 0 | 0% | 0 | 0 | [6 empty] | 0 | 315.4 | 0 | 0 | 408.7 | 0
| 0 | FGC13 | 28213 | 13" | Flanged Blast Gate | F |  | Glv | T |  | 426.4 | 0 | 0% | 0 | 0 | [6 empty] | 0 | 322.7 | 0 | 0 | 418 | 0
| 0 | FGC14 | 28214 | 14" | Flanged Blast Gate | F |  | Glv | T |  | 436.1 | 0 | 0% | 0 | 0 | [6 empty] | 0 | 329.9 | 0 | 0 | 427.5 | 0
| 0 | FGC15 | 28215 | 15" | Flanged Blast Gate | F |  | Glv | T |  | 449.1 | 0 | 0% | 0 | 0 | [6 empty] | 0 | 339.8 | 0 | 0 | 440.3 | 0
| 0 | FGC16 | 28216 | 16" | Flanged Blast Gate | F |  | Glv | T |  | 470 | 0 | 0% | 0 | 0 | [6 empty] | 0 | 355.7 | 0 | 0 | 460.8 | 0
| 0 | FGC17 | 28217 | 17" | Flanged Blast Gate | F |  | Glv | T |  | 499.6 | 0 | 0% | 0 | 0 | [6 empty] | 0 | 378.1 | 0 | 0 | 489.8 | 0
| 0 | FGC18 | 28218 | 18" | Flanged Blast Gate | F |  | Glv | T |  | 533 | 0 | 0% | 0 | 0 | [6 empty] | 0 | 403.3 | 0 | 0 | 522.5 | 0
| 0 | FGC19 | 28219 | 19" | Flanged Blast Gate | F |  | Glv | T |  | 543.4 | 0 | 0% | 0 | 0 | [6 empty] | 0 | 411.2 | 0 | 0 | 532.7 | 0
| 0 | FGC20 | 28220 | 20" | Flanged Blast Gate | F |  | Glv | T |  | 552.5 | 0 | 0% | 0 | 0 | [6 empty] | 0 | 418.2 | 0 | 0 | 541.7 | 0
| 0 | FGC22 | 28222 | 22" | Flanged Blast Gate | F |  | Glv | T |  | 583.4 | 0 | 0% | 0 | 0 | [6 empty] | 0 | 441.5 | 0 | 0 | 572 | 0
| 0 | FGA04 | 28004 | 4" | Flanged Cut Off (Full) | F |  | Glv | T |  | 39.1 | 0 | 0% | 0 | 0 | [6 empty] | 0 | 31.1 | 0 | 0 | 38.3 | 0
| 0 | FGA05 | 28005 | 5" | Flanged Cut Off (Full) | F |  | Glv | T |  | 42.9 | 0 | 0% | 0 | 0 | [6 empty] | 0 | 32.5 | 0 | 0 | 42.1 | 0
| 0 | FGA06 | 28006 | 6" | Flanged Cut Off (Full) | F |  | Glv | T |  | 55.9 | 0 | 0% | 0 | 0 | [6 empty] | 0 | 42.3 | 0 | 0 | 54.8 | 0
| 0 | FGA07 | 28007 | 7" | Flanged Cut Off (Full) | F |  | Glv | T |  | 68.9 | 0 | 0% | 0 | 0 | [6 empty] | 0 | 52.1 | 0 | 0 | 67.5 | 0
| 0 | FGA08 | 28008 | 8" | Flanged Cut Off (Full) | F |  | Glv | T |  | 81.2 | 0 | 0% | 0 | 0 | [6 empty] | 0 | 61.5 | 0 | 0 | 79.6 | 0
| 0 | FGA09 | 28009 | 9" | Flanged Cut Off (Full) | F |  | Glv | T |  | 110.5 | 0 | 0% | 0 | 0 | [6 empty] | 0 | 83.7 | 0 | 0 | 108.3 | 0
| 0 | FGA10 | 28010 | 10" | Flanged Cut Off (Full) | F |  | Glv | T |  | 126.1 | 0 | 0% | 0 | 0 | [6 empty] | 0 | 95.34 | 0 | 0 | 123.6 | 0
| 0 | FGA11 | 28011 | 11" | Flanged Cut Off (Full) | F |  | Glv | T |  | 143.3 | 0 | 0% | 0 | 0 | [6 empty] | 0 | 108.42 | 0 | 0 | 140.5 | 0
| 0 | FGA12 | 28012 | 12" | Flanged Cut Off (Full) | F |  | Glv | T |  | 148.8 | 0 | 0% | 0 | 0 | [6 empty] | 0 | 112.62 | 0 | 0 | 145.9 | 0
| 0 | FGA13 | 28013 | 13" | Flanged Cut Off (Full) | F |  | Glv | T |  | 235.3 | 0 | 0% | 0 | 0 | [6 empty] | 0 | 178.05 | 0 | 0 | 230.7 | 0
| 0 | FGA14 | 28014 | 14" | Flanged Cut Off (Full) | F |  | Glv | T |  | 235.3 | 0 | 0% | 0 | 0 | [6 empty] | 0 | 178.05 | 0 | 0 | 230.7 | 0
| 0 | FGA15 | 28015 | 15" | Flanged Cut Off (Full) | F |  | Glv | T |  | 448.6 | 0 | 0% | 0 | 0 | [6 empty] | 0 | 339.5 | 0 | 0 | 439.8 | 0
| 0 | FGA16 | 28016 | 16" | Flanged Cut Off (Full) | F |  | Glv | T |  | 301.7 | 0 | 0% | 0 | 0 | [6 empty] | 0 | 228.3 | 0 | 0 | 295.8 | 0
| 0 | FGA17 | 28017 | 17" | Flanged Cut Off (Full) | F |  | Glv | T |  | 597.9 | 0 | 0% | 0 | 0 | [6 empty] | 0 | 452.4 | 0 | 0 | 586.2 | 0
| 0 | FGA18 | 28018 | 18" | Flanged Cut Off (Full) | F |  | Glv | T |  | 448.6 | 0 | 0% | 0 | 0 | [6 empty] | 0 | 339.5 | 0 | 0 | 439.8 | 0
| 0 | FGA19 | 28019 | 19" | Flanged Cut Off (Full) | F |  | Glv | T |  | 505 | 0 | 0% | 0 | 0 | [6 empty] | 0 | 382.2 | 0 | 0 | 495.1 | 0
| 0 | FGA20 | 28020 | 20" | Flanged Cut Off (Full) | F |  | Glv | T |  | 549.2 | 0 | 0% | 0 | 0 | [6 empty] | 0 | 415.6 | 0 | 0 | 538.4 | 0
| 0 | FGA22 | 28022 | 22" | Flanged Cut Off (Full) | F |  | Glv | T |  | 597.9 | 0 | 0% | 0 | 0 | [6 empty] | 0 | 452.4 | 0 | 0 | 586.2 | 0
| 0 | FFA04 | 29004 | 4" | Flanged Floor Sweep | F |  | Glv | T |  | 149.8 | 0 | 0% | 0 | 0 | [6 empty] | 0 | 108.2 | 0 | 0 | 146.9 | 0
| 0 | FFA05 | 29005 | 5" | Flanged Floor Sweep | F |  | Glv | T |  | 157.3 | 0 | 0% | 0 | 0 | [6 empty] | 0 | 113.6 | 0 | 0 | 154.2 | 0
| 0 | FFA06 | 29006 | 6" | Flanged Floor Sweep | F |  | Glv | T |  | 165.5 | 0 | 0% | 0 | 0 | [6 empty] | 0 | 119.6 | 0 | 0 | 162.3 | 0
| 0 | FFA07 | 29007 | 7" | Flanged Floor Sweep | F |  | Glv | T |  | 180.8 | 0 | 0% | 0 | 0 | [6 empty] | 0 | 130.7 | 0 | 0 | 177.3 | 0
| 0 | FFA08 | 29008 | 8" | Flanged Floor Sweep | F |  | Glv | T |  | 190.5 | 0 | 0% | 0 | 0 | [6 empty] | 0 | 137.7 | 0 | 0 | 186.8 | 0
| 0 | FFD04 | 29304 | 4" | Flanged Ball Joints | F |  | Glv | T |  | 137.9 | 0 | 0% | 0 | 0 | [6 empty] | 0 | 104.4 | 0 | 0 | 135.2 | 0
| 0 | FFD05 | 29305 | 5" | Flanged Ball Joints | F |  | Glv | T |  | 166.1 | 0 | 0% | 0 | 0 | [6 empty] | 0 | 125.7 | 0 | 0 | 162.8 | 0
| 0 | FFD06 | 29306 | 6" | Flanged Ball Joints | F |  | Glv | T |  | 174.5 | 0 | 0% | 0 | 0 | [6 empty] | 0 | 132.1 | 0 | 0 | 171.1 | 0
| 0 | FFD07 | 29307 | 7" | Flanged Ball Joints | F |  | Glv | T |  | 183.1 | 0 | 0% | 0 | 0 | [6 empty] | 0 | 138.6 | 0 | 0 | 179.5 | 0
| 0 | FFD08 | 29308 | 8" | Flanged Ball Joints | F |  | Glv | T |  | 233.9 | 0 | 0% | 0 | 0 | [6 empty] | 0 | 177 | 0 | 0 | 229.3 | 0
| 0 | FFD09 | 29309 | 9" | Flanged Ball Joints | F |  | Glv | T |  | 276.3 | 0 | 0% | 0 | 0 | [6 empty] | 0 | 209.1 | 0 | 0 | 270.9 | 0
| 0 | FFD10 | 29310 | 10" | Flanged Ball Joints | F |  | Glv | T |  | 305.4 | 0 | 0% | 0 | 0 | [6 empty] | 0 | 231.2 | 0 | 0 | 299.4 | 0
| 0 | FFD11 | 29311 | 11" | Flanged Ball Joints | F |  | Glv | T |  | 323.1 | 0 | 0% | 0 | 0 | [6 empty] | 0 | 244.5 | 0 | 0 | 316.8 | 0
| 0 | FFD12 | 29312 | 12" | Flanged Ball Joints | F |  | Glv | T |  | 345.6 | 0 | 0% | 0 | 0 | [6 empty] | 0 | 261.6 | 0 | 0 | 338.8 | 0
| 0 | FFE04 | 29404 | 4" | Flanged Butter Fly Valve | F |  | Glv | T |  | 49.7 | 0 | 0% | 0 | 0 | [6 empty] | 0 | 35.8 | 0 | 0 | 48.7 | 0
| 0 | FFE05 | 29405 | 5" | Flanged Butter Fly Valve | F |  | Glv | T |  | 50.3 | 0 | 0% | 0 | 0 | [6 empty] | 0 | 36.3 | 0 | 0 | 49.3 | 0
| 0 | FFE06 | 29406 | 6" | Flanged Butter Fly Valve | F |  | Glv | T |  | 52.5 | 0 | 0% | 0 | 0 | [6 empty] | 0 | 38 | 0 | 0 | 51.5 | 0
| 0 | FFE07 | 29407 | 7" | Flanged Butter Fly Valve | F |  | Glv | T |  | 57.4 | 0 | 0% | 0 | 0 | [6 empty] | 0 | 41.4 | 0 | 0 | 56.3 | 0
| 0 | FFE08 | 29408 | 8" | Flanged Butter Fly Valve | F |  | Glv | T |  | 59.6 | 0 | 0% | 0 | 0 | [6 empty] | 0 | 43 | 0 | 0 | 58.4 | 0
| 0 | FFE09 | 29409 | 9" | Flanged Butter Fly Valve | F |  | Glv | T |  | 61.7 | 0 | 0% | 0 | 0 | [6 empty] | 0 | 44.6 | 0 | 0 | 60.5 | 0
| 0 | FFE10 | 29410 | 10" | Flanged Butter Fly Valve | F |  | Glv | T |  | 63.9 | 0 | 0% | 0 | 0 | [6 empty] | 0 | 46.1 | 0 | 0 | 62.6 | 0
| 0 | FFE11 | 29411 | 11" | Flanged Butter Fly Valve | F |  | Glv | T |  | 67.2 | 0 | 0% | 0 | 0 | [6 empty] | 0 | 48.5 | 0 | 0 | 65.9 | 0
| 0 | FFE12 | 29412 | 12" | Flanged Butter Fly Valve | F |  | Glv | T |  | 72.5 | 0 | 0% | 0 | 0 | [6 empty] | 0 | 52.3 | 0 | 0 | 71.1 | 0
| 0 | FFE13 | 29413 | 13" | Flanged Butter Fly Valve | F |  | Glv | T |  | 78.9 | 0 | 0% | 0 | 0 | [6 empty] | 0 | 57 | 0 | 0 | 77.4 | 0
| 0 | FFE14 | 29414 | 14" | Flanged Butter Fly Valve | F |  | Glv | T |  | 85 | 0 | 0% | 0 | 0 | [6 empty] | 0 | 61.4 | 0 | 0 | 83.3 | 0
| 0 | FFE15 | 29415 | 15" | Flanged Butter Fly Valve | F |  | Glv | T |  | 92.3 | 0 | 0% | 0 | 0 | [6 empty] | 0 | 66.7 | 0 | 0 | 90.5 | 0
| 0 | FFE16 | 29416 | 16" | Flanged Butter Fly Valve | F |  | Glv | T |  | 96.7 | 0 | 0% | 0 | 0 | [6 empty] | 0 | 69.8 | 0 | 0 | 94.8 | 0
| 0 | FFE17 | 29417 | 17" | Flanged Butter Fly Valve | F |  | Glv | T |  | 100.5 | 0 | 0% | 0 | 0 | [6 empty] | 0 | 72.6 | 0 | 0 | 98.5 | 0
| 0 | FFE18 | 29418 | 18" | Flanged Butter Fly Valve | F |  | Glv | T |  | 104.3 | 0 | 0% | 0 | 0 | [6 empty] | 0 | 75.4 | 0 | 0 | 102.3 | 0
| 0 | FFE19 | 29419 | 19" | Flanged Butter Fly Valve | F |  | Glv | T |  | 109.7 | 0 | 0% | 0 | 0 | [6 empty] | 0 | 79.2 | 0 | 0 | 107.5 | 0
| 0 | FFE20 | 29420 | 20" | Flanged Butter Fly Valve | F |  | Glv | T |  | 115.2 | 0 | 0% | 0 | 0 | [6 empty] | 0 | 83.2 | 0 | 0 | 112.9 | 0
| 0 | FFE22 | 29422 | 22" | Flanged Butter Fly Valve | F |  | Glv | T |  | 125.3 | 0 | 0% | 0 | 0 | [6 empty] | 0 | 90.5 | 0 | 0 | 122.8 | 0
| 0 | FFF04 | 29504 | 4" | Flanged End Cap -Clsd End | F |  | Glv | T |  | 13.3 | 0 | 0% | 0 | 0 | [6 empty] | 0 | 9.6 | 0 | 0 | 13 | 0
| 0 | FFF05 | 29505 | 5" | Flanged End Cap -Clsd End | F |  | Glv | T |  | 14.3 | 0 | 0% | 0 | 0 | [6 empty] | 0 | 10.3 | 0 | 0 | 14 | 0
| 0 | FFF06 | 29506 | 6" | Flanged End Cap -Clsd End | F |  | Glv | T |  | 16.6 | 0 | 0% | 0 | 0 | [6 empty] | 0 | 12 | 0 | 0 | 16.3 | 0
| 0 | FFF07 | 29507 | 7" | Flanged End Cap -Clsd End | F |  | Glv | T |  | 19.2 | 0 | 0% | 0 | 0 | [6 empty] | 0 | 13.8 | 0 | 0 | 18.8 | 0
| 0 | FFF08 | 29508 | 8" | Flanged End Cap -Clsd End | F |  | Glv | T |  | 20.8 | 0 | 0% | 0 | 0 | [6 empty] | 0 | 15 | 0 | 0 | 20.4 | 0
| 0 | FFF09 | 29509 | 9" | Flanged End Cap -Clsd End | F |  | Glv | T |  | 23 | 0 | 0% | 0 | 0 | [6 empty] | 0 | 16.6 | 0 | 0 | 22.5 | 0
| 0 | FFF10 | 29510 | 10" | Flanged End Cap -Clsd End | F |  | Glv | T |  | 24.4 | 0 | 0% | 0 | 0 | [6 empty] | 0 | 17.6 | 0 | 0 | 23.9 | 0
| 0 | FFF11 | 29511 | 11" | Flanged End Cap -Clsd End | F |  | Glv | T |  | 26.4 | 0 | 0% | 0 | 0 | [6 empty] | 0 | 19.1 | 0 | 0 | 25.9 | 0
| 0 | FFF12 | 29512 | 12" | Flanged End Cap -Clsd End | F |  | Glv | T |  | 28.3 | 0 | 0% | 0 | 0 | [6 empty] | 0 | 20.4 | 0 | 0 | 27.7 | 0
| 0 | FFF13 | 29513 | 13" | Flanged End Cap -Clsd End | F |  | Glv | T |  | 30.4 | 0 | 0% | 0 | 0 | [6 empty] | 0 | 21.9 | 0 | 0 | 29.8 | 0
| 0 | FFF14 | 29514 | 14" | Flanged End Cap -Clsd End | F |  | Glv | T |  | 32.1 | 0 | 0% | 0 | 0 | [6 empty] | 0 | 23.2 | 0 | 0 | 31.5 | 0
| 0 | FFF15 | 29515 | 15" | Flanged End Cap -Clsd End | F |  | Glv | T |  | 35.1 | 0 | 0% | 0 | 0 | [6 empty] | 0 | 25.4 | 0 | 0 | 34.4 | 0
| 0 | FFF16 | 29516 | 16" | Flanged End Cap -Clsd End | F |  | Glv | T |  | 36.7 | 0 | 0% | 0 | 0 | [6 empty] | 0 | 26.5 | 0 | 0 | 36 | 0
| 0 | FFF17 | 29517 | 17" | Flanged End Cap -Clsd End | F |  | Glv | T |  | 38 | 0 | 0% | 0 | 0 | [6 empty] | 0 | 27.5 | 0 | 0 | 37.3 | 0
| 0 | FFF18 | 29518 | 18" | Flanged End Cap -Clsd End | F |  | Glv | T |  | 39.3 | 0 | 0% | 0 | 0 | [6 empty] | 0 | 28.4 | 0 | 0 | 38.5 | 0
| 0 | FFF19 | 29519 | 19" | Flanged End Cap -Clsd End | F |  | Glv | T |  | 40.6 | 0 | 0% | 0 | 0 | [6 empty] | 0 | 29.3 | 0 | 0 | 39.8 | 0
| 0 | FFF20 | 29520 | 20" | Flanged End Cap -Clsd End | F |  | Glv | T |  | 41.7 | 0 | 0% | 0 | 0 | [6 empty] | 0 | 30.2 | 0 | 0 | 40.9 | 0
| 0 | FFF22 | 29522 | 22" | Flanged End Cap -Clsd End | F |  | Glv | T |  | 43.7 | 0 | 0% | 0 | 0 | [6 empty] | 0 | 31.5 | 0 | 0 | 42.8 | 0
| 0 | FFF24 | 29524 | 24" | Flanged End Cap -Clsd End | F |  | Glv | T |  | 0 | 0 | 0% | 0 | 0 | [6 empty] | 0 |  | 0 | 0 | 0 | 0
| 0 | FFF26 | 29526 | 26" | Flanged End Cap -Clsd End | F |  | Glv | T |  | 0 | 0 | 0% | 0 | 0 | [6 empty] | 0 |  | 0 | 0 | 0 | 0
| 0 | FFF28 | 29528 | 28" | Flanged End Cap -Clsd End | F |  | Glv | T |  | 0 | 0 | 0% | 0 | 0 | [6 empty] | 0 |  | 0 | 0 | 0 | 0
| 0 | FFF30 | 29530 | 30" | Flanged End Cap -Clsd End | F |  | Glv | T |  | 0 | 0 | 0% | 0 | 0 | [6 empty] | 0 |  | 0 | 0 | 0 | 0
| 0 | FFF32 | 29532 | 32" | Flanged End Cap -Clsd End | F |  | Glv | T |  | 0 | 0 | 0% | 0 | 0 | [6 empty] | 0 |  | 0 | 0 | 0 | 0
| 0 | FFF34 | 29534 | 34" | Flanged End Cap -Clsd End | F |  | Glv | T |  | 0 | 0 | 0% | 0 | 0 | [6 empty] | 0 |  | 0 | 0 | 0 | 0
| 0 | FFF36 | 29536 | 36" | Flanged End Cap -Clsd End | F |  | Glv | T |  | 0 | 0 | 0% | 0 | 0 | [6 empty] | 0 |  | 0 | 0 | 0 | 0
| 0 | FFF38 | 29538 | 38" | Flanged End Cap -Clsd End | F |  | Glv | T |  | 0 | 0 | 0% | 0 | 0 | [6 empty] | 0 |  | 0 | 0 | 0 | 0
| 0 | FFF40 | 29540 | 40" | Flanged End Cap -Clsd End | F |  | Glv | T |  | 0 | 0 | 0% | 0 | 0 | [6 empty] | 0 |  | 0 | 0 | 0 | 0
| 0 | FFF42 | 29542 | 42" | Flanged End Cap -Clsd End | F |  | Glv | T |  | 0 | 0 | 0% | 0 | 0 | [6 empty] | 0 |  | 0 | 0 | 0 | 0
| 0 | FFF44 | 29544 | 44" | Flanged End Cap -Clsd End | F |  | Glv | T |  | 0 | 0 | 0% | 0 | 0 | [6 empty] | 0 |  | 0 | 0 | 0 | 0
| 0 | FFF46 | 29546 | 46" | Flanged End Cap -Clsd End | F |  | Glv | T |  | 0 | 0 | 0% | 0 | 0 | [6 empty] | 0 |  | 0 | 0 | 0 | 0
| 0 | FFF48 | 29548 | 48" | Flanged End Cap -Clsd End | F |  | Glv | T |  | 0 | 0 | 0% | 0 | 0 | [6 empty] | 0 |  | 0 | 0 | 0 | 0
| 0 | FFG04 | 29604 | 4" | Flanged End Cap-Screen | F |  | Glv | T |  | 22.8 | 0 | 0% | 0 | 0 | [6 empty] | 0 | 16.5 | 0 | 0 | 22.4 | 0
| 0 | FFG05 | 29605 | 5" | Flanged End Cap-Screen | F |  | Glv | T |  | 24.8 | 0 | 0% | 0 | 0 | [6 empty] | 0 | 17.8 | 0 | 0 | 24.3 | 0
| 0 | FFG06 | 29606 | 6" | Flanged End Cap-Screen | F |  | Glv | T |  | 28.3 | 0 | 0% | 0 | 0 | [6 empty] | 0 | 20.4 | 0 | 0 | 27.7 | 0
| 0 | FFG07 | 29607 | 7" | Flanged End Cap-Screen | F |  | Glv | T |  | 32.3 | 0 | 0% | 0 | 0 | [6 empty] | 0 | 23.3 | 0 | 0 | 31.7 | 0
| 0 | FFG08 | 29608 | 8" | Flanged End Cap-Screen | F |  | Glv | T |  | 34.7 | 0 | 0% | 0 | 0 | [6 empty] | 0 | 25 | 0 | 0 | 34 | 0
| 0 | FFG09 | 29609 | 9" | Flanged End Cap-Screen | F |  | Glv | T |  | 38.1 | 0 | 0% | 0 | 0 | [6 empty] | 0 | 27.6 | 0 | 0 | 37.4 | 0
| 0 | FFG10 | 29610 | 10" | Flanged End Cap-Screen | F |  | Glv | T |  | 40.3 | 0 | 0% | 0 | 0 | [6 empty] | 0 | 29.1 | 0 | 0 | 39.5 | 0
| 0 | FFG11 | 29611 | 11" | Flanged End Cap-Screen | F |  | Glv | T |  | 42.7 | 0 | 0% | 0 | 0 | [6 empty] | 0 | 30.9 | 0 | 0 | 41.9 | 0
| 0 | FFG12 | 29612 | 12" | Flanged End Cap-Screen | F |  | Glv | T |  | 44.9 | 0 | 0% | 0 | 0 | [6 empty] | 0 | 32.5 | 0 | 0 | 44 | 0
| 0 | FFG13 | 29613 | 13" | Flanged End Cap-Screen | F |  | Glv | T |  | 47.7 | 0 | 0% | 0 | 0 | [6 empty] | 0 | 34.4 | 0 | 0 | 46.8 | 0
| 0 | FFG14 | 29614 | 14" | Flanged End Cap-Screen | F |  | Glv | T |  | 50 | 0 | 0% | 0 | 0 | [6 empty] | 0 | 36.1 | 0 | 0 | 49 | 0
| 0 | FFG15 | 29615 | 15" | Flanged End Cap-Screen | F |  | Glv | T |  | 53.4 | 0 | 0% | 0 | 0 | [6 empty] | 0 | 38.6 | 0 | 0 | 52.4 | 0
| 0 | FFG16 | 29616 | 16" | Flanged End Cap-Screen | F |  | Glv | T |  | 55.4 | 0 | 0% | 0 | 0 | [6 empty] | 0 | 40 | 0 | 0 | 54.3 | 0
| 0 | FFG17 | 29617 | 17" | Flanged End Cap-Screen | F |  | Glv | T |  | 57.4 | 0 | 0% | 0 | 0 | [6 empty] | 0 | 41.4 | 0 | 0 | 56.3 | 0
| 0 | FFG18 | 29618 | 18" | Flanged End Cap-Screen | F |  | Glv | T |  | 59.4 | 0 | 0% | 0 | 0 | [6 empty] | 0 | 42.8 | 0 | 0 | 58.2 | 0
| 0 | FFG19 | 29619 | 19" | Flanged End Cap-Screen | F |  | Glv | T |  | 61 | 0 | 0% | 0 | 0 | [6 empty] | 0 | 44.1 | 0 | 0 | 59.8 | 0
| 0 | FFG20 | 29620 | 20" | Flanged End Cap-Screen | F |  | Glv | T |  | 63 | 0 | 0% | 0 | 0 | [6 empty] | 0 | 45.5 | 0 | 0 | 61.8 | 0
| 0 | FFG22 | 29622 | 22" | Flanged End Cap-Screen | F |  | Glv | T |  | 65.5 | 0 | 0% | 0 | 0 | [6 empty] | 0 | 47.3 | 0 | 0 | 64.2 | 0
| 0 | FFG24 | 29624 | 24" | Flanged End Cap-Screen | F |  | Glv | T |  | 0 | 0 | 0% | 0 | 0 | [6 empty] | 0 |  | 0 | 0 | 0 | 0
| 0 | FFG26 | 29626 | 26" | Flanged End Cap-Screen | F |  | Glv | T |  | 0 | 0 | 0% | 0 | 0 | [6 empty] | 0 |  | 0 | 0 | 0 | 0
| 0 | FFG28 | 29628 | 28" | Flanged End Cap-Screen | F |  | Glv | T |  | 0 | 0 | 0% | 0 | 0 | [6 empty] | 0 |  | 0 | 0 | 0 | 0
| 0 | FFG30 | 29630 | 30" | Flanged End Cap-Screen | F |  | Glv | T |  | 0 | 0 | 0% | 0 | 0 | [6 empty] | 0 |  | 0 | 0 | 0 | 0
| 0 | FFG32 | 29632 | 32" | Flanged End Cap-Screen | F |  | Glv | T |  | 0 | 0 | 0% | 0 | 0 | [6 empty] | 0 |  | 0 | 0 | 0 | 0
| 0 | FFG34 | 29634 | 34" | Flanged End Cap-Screen | F |  | Glv | T |  | 0 | 0 | 0% | 0 | 0 | [6 empty] | 0 |  | 0 | 0 | 0 | 0
| 0 | FFG36 | 29636 | 36" | Flanged End Cap-Screen | F |  | Glv | T |  | 0 | 0 | 0% | 0 | 0 | [6 empty] | 0 |  | 0 | 0 | 0 | 0
| 0 | FFG38 | 29638 | 38" | Flanged End Cap-Screen | F |  | Glv | T |  | 0 | 0 | 0% | 0 | 0 | [6 empty] | 0 |  | 0 | 0 | 0 | 0
| 0 | FFG40 | 29640 | 40" | Flanged End Cap-Screen | F |  | Glv | T |  | 0 | 0 | 0% | 0 | 0 | [6 empty] | 0 |  | 0 | 0 | 0 | 0
| 0 | FFG42 | 29642 | 42" | Flanged End Cap-Screen | F |  | Glv | T |  | 0 | 0 | 0% | 0 | 0 | [6 empty] | 0 |  | 0 | 0 | 0 | 0
| 0 | FFG44 | 29644 | 44" | Flanged End Cap-Screen | F |  | Glv | T |  | 0 | 0 | 0% | 0 | 0 | [6 empty] | 0 |  | 0 | 0 | 0 | 0
| 0 | FFG46 | 29646 | 46" | Flanged End Cap-Screen | F |  | Glv | T |  | 0 | 0 | 0% | 0 | 0 | [6 empty] | 0 |  | 0 | 0 | 0 | 0
| 0 | FFG48 | 29648 | 48" | Flanged End Cap-Screen | F |  | Glv | T |  | 0 | 0 | 0% | 0 | 0 | [6 empty] | 0 |  | 0 | 0 | 0 | 0
| 0 | FRD04 | 26304 | 4" | Bell Mouths- Flanged | F |  | Glv |  |  | 53.8 | 0 | 0% | 0 | 0 | [9 empty] | 0 | 52.7 | 0
| 0 | FRD05 | 26305 | 5" | Bell Mouths- Flanged | F |  | Glv |  |  | 59.8 | 0 | 0% | 0 | 0 | [9 empty] | 0 | 58.6 | 0
| 0 | FRD06 | 26306 | 6" | Bell Mouths- Flanged | F |  | Glv |  |  | 67.2 | 0 | 0% | 0 | 0 | [9 empty] | 0 | 65.9 | 0
| 0 | FRD07 | 26307 | 7" | Bell Mouths- Flanged | F |  | Glv |  |  | 71.9 | 0 | 0% | 0 | 0 | [9 empty] | 0 | 70.5 | 0
| 0 | FRD08 | 26308 | 8" | Bell Mouths- Flanged | F |  | Glv |  |  | 77.1 | 0 | 0% | 0 | 0 | [9 empty] | 0 | 75.6 | 0
| 0 | FRD09 | 26309 | 9" | Bell Mouths- Flanged | F |  | Glv |  |  | 85.2 | 0 | 0% | 0 | 0 | [9 empty] | 0 | 83.5 | 0
| 0 | FRD10 | 26310 | 10" | Bell Mouths- Flanged | F |  | Glv |  |  | 91.7 | 0 | 0% | 0 | 0 | [9 empty] | 0 | 89.9 | 0
| 0 | FRD11 | 26311 | 11" | Bell Mouths- Flanged | F |  | Glv |  |  | 102.9 | 0 | 0% | 0 | 0 | [9 empty] | 0 | 100.9 | 0
| 0 | FRD12 | 26312 | 12" | Bell Mouths- Flanged | F |  | Glv |  |  | 111.7 | 0 | 0% | 0 | 0 | [9 empty] | 0 | 109.5 | 0
| 0 | FRD13 | 26313 | 13" | Bell Mouths- Flanged | F |  | Glv |  |  | 119.7 | 0 | 0% | 0 | 0 | [9 empty] | 0 | 117.4 | 0
| 0 | FRD14 | 26314 | 14" | Bell Mouths- Flanged | F |  | Glv |  |  | 127.4 | 0 | 0% | 0 | 0 | [9 empty] | 0 | 124.9 | 0
| 0 | FRD15 | 26315 | 15" | Bell Mouths- Flanged | F |  | Glv |  |  | 143.7 | 0 | 0% | 0 | 0 | [9 empty] | 0 | 140.9 | 0
| 0 | FRD16 | 26316 | 16" | Bell Mouths- Flanged | F |  | Glv |  |  | 151.4 | 0 | 0% | 0 | 0 | [9 empty] | 0 | 148.4 | 0
| 0 | FRD17 | 26317 | 17" | Bell Mouths- Flanged | F |  | Glv |  |  | 160.7 | 0 | 0% | 0 | 0 | [9 empty] | 0 | 157.5 | 0
| 0 | FRD18 | 26318 | 18" | Bell Mouths- Flanged | F |  | Glv |  |  | 166.9 | 0 | 0% | 0 | 0 | [9 empty] | 0 | 163.6 | 0
| 0 | FRD19 | 26319 | 19" | Bell Mouths- Flanged | F |  | Glv |  |  | 175.1 | 0 | 0% | 0 | 0 | [9 empty] | 0 | 171.7 | 0
| 0 | FRD20 | 26320 | 20" | Bell Mouths- Flanged | F |  | Glv |  |  | 186.7 | 0 | 0% | 0 | 0 | [9 empty] | 0 | 183 | 0
| 0 | FRD22 | 26322 | 22" | Bell Mouths- Flanged | F |  | Glv |  |  | 204 | 0 | 0% | 0 | 0 | [9 empty] | 0 | 200 | 0
| 0 | FRD24 | 26324 | 24" | Bell Mouths- Flanged | F |  | Glv |  |  | 148.9 | 0 | 0% | 0 | 0 | [9 empty] | 0 | 146 | 0
| 0 | IWA03 | 17003 | 3" | 3" Saddle Hangers |  |  | Glv |  |  | 6 | 0 | 0% | 0 | 0 | [6 empty] | 0 | 4 | 0 | 0 | 5.9 | 0
| 0 | IWA04 | 17004 | 4" | 4"Saddle Hangers |  |  | Glv |  |  | 7.5 | 0 | 0% | 0 | 0 | [6 empty] | 0 | 4.5 | 0 | 0 | 7.4 | 0
| 0 | IWA05 | 17005 | 5" | 5" Saddle Hangers |  |  | Glv |  |  | 8 | 0 | 0% | 0 | 0 | [6 empty] | 0 | 5.6 | 0 | 0 | 7.8 | 0
| 0 | IWA06 | 17006 | 6" | 6" Saddle Hangers |  |  | Glv |  |  | 8.2 | 0 | 0% | 0 | 0 | [6 empty] | 0 | 5.9 | 0 | 0 | 8 | 0
| 0 | IWA07 | 17007 | 7" | 7"Saddle Hangers |  |  | Glv |  |  | 8.9 | 0 | 0% | 0 | 0 | [6 empty] | 0 | 6.1 | 0 | 0 | 8.7 | 0
| 0 | IWA08 | 17008 | 8'' | 8" Saddle Hangers |  |  | Glv |  |  | 9.9 | 0 | 0% | 0 | 0 | [6 empty] | 0 | 6.6 | 0 | 0 | 9.7 | 0
| 0 | IWA09 | 17009 | 9" | 9" Saddle Hangers |  |  | Glv |  |  | 11.6 | 0 | 0% | 0 | 0 | [6 empty] | 0 | 7.3 | 0 | 0 | 11.4 | 0
| 0 | IWA10 | 17010 | 10" | 10" Saddle Hangers |  |  | Glv |  |  | 12.6 | 0 | 0% | 0 | 0 | [6 empty] | 0 | 8.7 | 0 | 0 | 12.4 | 0
| 0 | IWA11 | 17011 | 11" | 11" Saddle Hangers |  |  | Glv |  |  | 13.6 | 0 | 0% | 0 | 0 | [6 empty] | 0 | 9.4 | 0 | 0 | 13.3 | 0
| 0 | IWA12 | 17012 | 12" | 12" Saddle Hangers |  |  | Glv |  |  | 14.2 | 0 | 0% | 0 | 0 | [6 empty] | 0 | 10.1 | 0 | 0 | 13.9 | 0
| 0 | IWA13 | 17013 | 13" | 13" Saddle Hangers |  |  | Glv |  |  | 14.9 | 0 | 0% | 0 | 0 | [6 empty] | 0 | 10.5 | 0 | 0 | 14.6 | 0
| 0 | IWA14 | 17014 | 14" | 14" Saddle Hangers |  |  | Glv |  |  | 17.2 | 0 | 0% | 0 | 0 | [6 empty] | 0 | 11.1 | 0 | 0 | 16.9 | 0
| 0 | IWA15 | 17015 | 15" | 15" Saddle Hangers |  |  | Glv |  |  | 19.7 | 0 | 0% | 0 | 0 | [6 empty] | 0 | 12.85 | 0 | 0 | 19.3 | 0
| 0 | IWA16 | 17016 | 16" | 16" Saddle Hangers |  |  | Glv |  |  | 20.3 | 0 | 0% | 0 | 0 | [6 empty] | 0 | 14.6 | 0 | 0 | 19.9 | 0
| 0 | IWA17 | 17017 | 17" | 17" Saddle Hangers |  |  | Glv |  |  | 20.9 | 0 | 0% | 0 | 0 | [6 empty] | 0 | 15.05 | 0 | 0 | 20.5 | 0
| 0 | IWA18 | 17018 | 18" | 18" Saddle Hangers |  |  | Glv |  |  | 21.9 | 0 | 0% | 0 | 0 | [6 empty] | 0 | 15.5 | 0 | 0 | 21.5 | 0
| 0 | IWA19 | 17019 | 19" | 19" Saddle Hangers |  |  | Glv |  |  | 22.8 | 0 | 0% | 0 | 0 | [6 empty] | 0 | 16.25 | 0 | 0 | 22.4 | 0
| 0 | IWA20 | 17020 | 20" | 20" Saddle Hangers |  |  | Glv |  |  | 26.9 | 0 | 0% | 0 | 0 | [6 empty] | 0 | 17 | 0 | 0 | 26.4 | 0
| 0 | IWA22 | 17022 | 22" | 22" Saddle Hangers |  |  | Glv |  |  | 28.5 | 0 | 0% | 0 | 0 | [6 empty] | 0 | 20 | 0 | 0 | 27.9 | 0
| 0 | IWA24 | 17024 | 24" | 24" Saddle Hangers |  |  | Glv |  |  | 31.4 | 0 | 0% | 0 | 0 | [9 empty] | 0 | 30.8 | 0
| 0 | IWA03 -SS | 17003SS | 3" | 3" Saddle Hangers |  |  | SS |  |  | 19.7 | 0 | 0% | 0 | 0 | [6 empty] | 0 | 13 | 0 | 0 | 19.3 | 0
| 0 | IWA04 -SS | 17004SS | 4" | 4"Saddle Hangers |  |  | SS |  |  | 19.7 | 0 | 0% | 0 | 0 | [6 empty] | 0 | 13 | 0 | 0 | 19.3 | 0
| 0 | IWA05 -SS | 17005SS | 5" | 5" Saddle Hangers |  |  | SS |  |  | 25.6 | 0 | 0% | 0 | 0 | [6 empty] | 0 | 17 | 0 | 0 | 25.1 | 0
| 0 | IWA06 -SS | 17006SS | 6" | 6" Saddle Hangers |  |  | SS |  |  | 27.2 | 0 | 0% | 0 | 0 | [6 empty] | 0 | 18 | 0 | 0 | 26.7 | 0
| 0 | IWA07 -SS | 17007SS | 7" | 7"Saddle Hangers |  |  | SS |  |  | 27.2 | 0 | 0% | 0 | 0 | [6 empty] | 0 | 18 | 0 | 0 | 26.7 | 0
| 0 | IWA08 -SS | 17008SS | 8'' | 8" Saddle Hangers |  |  | SS |  |  | 30.2 | 0 | 0% | 0 | 0 | [6 empty] | 0 | 20 | 0 | 0 | 29.6 | 0
| 0 | IWA09 -SS | 17009SS | 9" | 9" Saddle Hangers |  |  | SS |  |  | 33.2 | 0 | 0% | 0 | 0 | [6 empty] | 0 | 22 | 0 | 0 | 32.5 | 0
| 0 | IWA10 -SS | 17010SS | 10" | 10" Saddle Hangers |  |  | SS |  |  | 39.2 | 0 | 0% | 0 | 0 | [6 empty] | 0 | 26 | 0 | 0 | 38.4 | 0
| 0 | IWA11 -SS | 17011SS | 11" | 11" Saddle Hangers |  |  | SS |  |  | 42.2 | 0 | 0% | 0 | 0 | [6 empty] | 0 | 28 | 0 | 0 | 41.4 | 0
| 0 | IWA12 -SS | 17012SS | 12" | 12" Saddle Hangers |  |  | SS |  |  | 45.3 | 0 | 0% | 0 | 0 | [6 empty] | 0 | 30 | 0 | 0 | 44.4 | 0
| 0 | IWA13 -SS | 17013SS | 13" | 13" Saddle Hangers |  |  | SS |  |  | 46.7 | 0 | 0% | 0 | 0 | [6 empty] | 0 | 31 | 0 | 0 | 45.8 | 0
| 0 | IWA14 -SS | 17014SS | 14" | 14" Saddle Hangers |  |  | SS |  |  | 49.8 | 0 | 0% | 0 | 0 | [6 empty] | 0 | 33 | 0 | 0 | 48.8 | 0
| 0 | IWA15 -SS | 17015SS | 15" | 15" Saddle Hangers |  |  | SS |  |  | 57.3 | 0 | 0% | 0 | 0 | [6 empty] | 0 | 38 | 0 | 0 | 56.2 | 0
| 0 | IWA16 -SS | 17016SS | 16" | 16" Saddle Hangers |  |  | SS |  |  | 64.9 | 0 | 0% | 0 | 0 | [6 empty] | 0 | 43 | 0 | 0 | 63.6 | 0
| 0 | IWA17 -SS | 17017SS | 17" | 17" Saddle Hangers |  |  | SS |  |  | 67.8 | 0 | 0% | 0 | 0 | [6 empty] | 0 | 45 | 0 | 0 | 66.5 | 0
| 0 | IWA18 -SS | 17018SS | 18" | 18" Saddle Hangers |  |  | SS |  |  | 69.4 | 0 | 0% | 0 | 0 | [6 empty] | 0 | 46 | 0 | 0 | 68 | 0
| 0 | IWA19 -SS | 17019SS | 19" | 19" Saddle Hangers |  |  | SS |  |  | 72.4 | 0 | 0% | 0 | 0 | [6 empty] | 0 | 48 | 0 | 0 | 71 | 0
| 0 | IWA20 -SS | 17020SS | 20" | 20" Saddle Hangers |  |  | SS |  |  | 75.4 | 0 | 0% | 0 | 0 | [6 empty] | 0 | 50 | 0 | 0 | 73.9 | 0
| 0 | IWA22 -SS | 17022SS | 22" | 22" Saddle Hangers |  |  | SS |  |  | 88.9 | 0 | 0% | 0 | 0 | [6 empty] | 0 | 59 | 0 | 0 | 87.2 | 0
| 0 | IWA24 -SS | 17024SS | 24" | 24" Saddle Hangers |  |  | SS |  |  | 96.9 | 0 | 0% | 0 | 0 | [9 empty] | 0 | 95 | 0
| 0 | 0 |  |  | Special Part | R | Give drawing with dimensions | SS | T |  | 0 | 0 | 0% | 0 | 0 | [6 empty] | 0 |  | 0 | 0 | 0 | 0
| 0 | 0 |  |  | Special Part | R | Give drawing with dimensions | SS | T |  | 0 | 0 | 0% | 0 | 0 | [6 empty] | 0 |  | 0 | 0 | 0 | 0
| 0 | 0 |  |  | Special Part | R | Give drawing with dimensions | SS | T |  | 0 | 0 | 0% | 0 | 0 | [6 empty] | 0 |  | 0 | 0 | 0 | 0
| 0 | 0 |  |  | Special Part | R | Give drawing with dimensions | SS | T |  | 0 | 0 | 0% | 0 | 0 | [6 empty] | 0 |  | 0 | 0 | 0 | 0
| 0 | 0 |  |  | Special Part | R | Give drawing with dimensions | SS | T |  | 0 | 0 | 0% | 0 | 0 | [6 empty] | 0 |  | 0 | 0 | 0 | 0
| 0 | 0 |  |  | Special Part | R | Give drawing with dimensions | SS | T |  | 0 | 0 | 0% | 0 | 0 | [6 empty] | 0 |  | 0 | 0 | 0 | 0
| 0 | 0 |  |  | Special Part | R | Give drawing with dimensions | SS | T |  | 0 | 0 | 0% | 0 | 0 | [6 empty] | 0 |  | 0 | 0 | 0 | 0
| 0 | 0 |  |  | Special Part | R | Give drawing with dimensions | SS | T |  | 0 | 0 | 0% | 0 | 0 | [6 empty] | 0 |  | 0 | 0 | 0 | 0
| 0 | 0 |  |  | Special Part | R | Give drawing with dimensions | SS | T |  | 0 | 0 | 0% | 0 | 0 | [6 empty] | 0 |  | 0 | 0 | 0 | 0
| 0 | 0 |  |  | Special Part | R | Give drawing with dimensions | SS | T |  | 0 | 0 | 0% | 0 | 0 | [6 empty] | 0 |  | 0 | 0 | 0 | 0
| 0 | 0 |  |  | Special Part | R | Give drawing with dimensions | SS | T |  | 0 | 0 | 0% | 0 | 0 | [6 empty] | 0 |  | 0 | 0 | 0 | 0
| 0 | 0 |  |  | Special Part | R | Give drawing with dimensions | SS | T |  | 0 | 0 | 0% | 0 | 0 | [6 empty] | 0 |  | 0 | 0 | 0 | 0
| 0 | 0 |  |  | Special Part | R | Give drawing with dimensions | SS | T |  | 0 | 0 | 0% | 0 | 0 | [6 empty] | 0 |  | 0 | 0 | 0 | 0
| 0 | 0 |  |  | Special Part | R | Give drawing with dimensions | SS | T |  | 0 | 0 | 0% | 0 | 0 | [6 empty] | 0 |  | 0 | 0 | 0 | 0
| 0 | 0 |  |  | Special Part | R | Give drawing with dimensions | SS | T |  | 0 | 0 | 0% | 0 | 0 | [6 empty] | 0 |  | 0 | 0 | 0 | 0
| 0 | 0 |  |  | Special Part | R | Give drawing with dimensions | SS | T |  | 0 | 0 | 0% | 0 | 0 | [6 empty] | 0 |  | 0 | 0 | 0 | 0
| 0 | 0 |  |  | Special Part | R | Give drawing with dimensions | SS | T |  | 0 | 0 | 0% | 0 | 0 | [6 empty] | 0 |  | 0 | 0 | 0 | 0
| 0 | 0 |  |  | Special Part | R | Give drawing with dimensions | SS | T |  | 0 | 0 | 0% | 0 | 0 | [6 empty] | 0 |  | 0 | 0 | 0 | 0
| 0 | 0 |  |  | Special Part | R | Give drawing with dimensions | SS | T |  | 0 | 0 | 0% | 0 | 0 | [6 empty] | 0 |  | 0 | 0 | 0 | 0
| 0 | IRD04 | 16304 | 4" | Bell Mouths | R |  | Glv |  |  | 43.2 | 0 | 0% | 0 | 0 | [9 empty] | 0 | 42.4 | 0
| 0 | IRD05 | 16305 | 5" | Bell Mouths | R |  | Glv |  |  | 48.1 | 0 | 0% | 0 | 0 | [9 empty] | 0 | 47.2 | 0
| 0 | IRD06 | 16306 | 6" | Bell Mouths | R |  | Glv |  |  | 53 | 0 | 0% | 0 | 0 | [9 empty] | 0 | 52 | 0
| 0 | IRD07 | 16307 | 7" | Bell Mouths | R |  | Glv |  |  | 55.1 | 0 | 0% | 0 | 0 | [9 empty] | 0 | 54 | 0
| 0 | IRD08 | 16308 | 8" | Bell Mouths | R |  | Glv |  |  | 58 | 0 | 0% | 0 | 0 | [9 empty] | 0 | 56.9 | 0
| 0 | IRD09 | 16309 | 9" | Bell Mouths | R |  | Glv |  |  | 63.1 | 0 | 0% | 0 | 0 | [9 empty] | 0 | 61.9 | 0
| 0 | IRD10 | 16310 | 10" | Bell Mouths | R |  | Glv |  |  | 67 | 0 | 0% | 0 | 0 | [9 empty] | 0 | 65.7 | 0
| 0 | IRD11 | 16311 | 11" | Bell Mouths | R |  | Glv |  |  | 74.7 | 0 | 0% | 0 | 0 | [9 empty] | 0 | 73.2 | 0
| 0 | IRD12 | 16312 | 12" | Bell Mouths | R |  | Glv |  |  | 78.8 | 0 | 0% | 0 | 0 | [9 empty] | 0 | 77.3 | 0
| 0 | IRD13 | 16313 | 13" | Bell Mouths | R |  | Glv |  |  | 83.1 | 0 | 0% | 0 | 0 | [9 empty] | 0 | 81.5 | 0
| 0 | IRD14 | 16314 | 14" | Bell Mouths | R |  | Glv |  |  | 87.2 | 0 | 0% | 0 | 0 | [9 empty] | 0 | 85.5 | 0
| 0 | IRD15 | 16315 | 15" | Bell Mouths | R |  | Glv |  |  | 93.9 | 0 | 0% | 0 | 0 | [9 empty] | 0 | 92.1 | 0
| 0 | IRD16 | 16316 | 16" | Bell Mouths | R |  | Glv |  |  | 97.5 | 0 | 0% | 0 | 0 | [9 empty] | 0 | 95.6 | 0
| 0 | IRD17 | 16317 | 17" | Bell Mouths | R |  | Glv |  |  | 105.3 | 0 | 0% | 0 | 0 | [9 empty] | 0 | 103.2 | 0
| 0 | IRD18 | 16318 | 18" | Bell Mouths | R |  | Glv |  |  | 109.7 | 0 | 0% | 0 | 0 | [9 empty] | 0 | 107.5 | 0
| 0 | IRD19 | 16319 | 19" | Bell Mouths | R |  | Glv |  |  | 116.4 | 0 | 0% | 0 | 0 | [9 empty] | 0 | 114.1 | 0
| 0 | IRD20 | 16320 | 20" | Bell Mouths | R |  | Glv |  |  | 124.3 | 0 | 0% | 0 | 0 | [9 empty] | 0 | 121.9 | 0
| 0 | IRD22 | 16322 | 22" | Bell Mouths | R |  | Glv |  |  | 136.9 | 0 | 0% | 0 | 0 | [9 empty] | 0 | 134.2 | 0
| 0 | IRD24 | 163024 | 24" | Bell Mouths | R |  | Glv |  |  | 148.9 | 0 | 0% | 0 | 0 | [9 empty] | 0 | 146 | 0
| 0 | IRD04 -SS | 16304SS | 4" | Bell Mouths | R |  | SS |  |  | 112.7 | 0 | 0% | 0 | 0 | [9 empty] | 0 | 110.5 | 0
| 0 | IRD05 -SS | 16305SS | 5" | Bell Mouths | R |  | SS |  |  | 130.1 | 0 | 0% | 0 | 0 | [9 empty] | 0 | 127.5 | 0
| 0 | IRD06 -SS | 16306SS | 6" | Bell Mouths | R |  | SS |  |  | 138.7 | 0 | 0% | 0 | 0 | [9 empty] | 0 | 136 | 0
| 0 | IRD07 -SS | 16307SS | 7" | Bell Mouths | R |  | SS |  |  | 147.4 | 0 | 0% | 0 | 0 | [9 empty] | 0 | 144.5 | 0
| 0 | IRD08 -SS | 16308SS | 8" | Bell Mouths | R |  | SS |  |  | 156.1 | 0 | 0% | 0 | 0 | [9 empty] | 0 | 153 | 0
| 0 | IRD09 -SS | 16309SS | 9" | Bell Mouths | R |  | SS |  |  | 173.4 | 0 | 0% | 0 | 0 | [9 empty] | 0 | 170 | 0
| 0 | IRD10 -SS | 16310SS | 10" | Bell Mouths | R |  | SS |  |  | 182.1 | 0 | 0% | 0 | 0 | [9 empty] | 0 | 178.5 | 0
| 0 | IRD11 -SS | 16311SS | 11" | Bell Mouths | R |  | SS |  |  | 199.4 | 0 | 0% | 0 | 0 | [9 empty] | 0 | 195.5 | 0
| 0 | IRD12 -SS | 16312SS | 12" | Bell Mouths | R |  | SS |  |  | 208.1 | 0 | 0% | 0 | 0 | [9 empty] | 0 | 204 | 0
| 0 | IRD13 -SS | 16313SS | 13" | Bell Mouths | R |  | SS |  |  | 225.4 | 0 | 0% | 0 | 0 | [9 empty] | 0 | 221 | 0
| 0 | IRD14 -SS | 16314SS | 14" | Bell Mouths | R |  | SS |  |  | 234.1 | 0 | 0% | 0 | 0 | [9 empty] | 0 | 229.5 | 0
| 0 | IRD15 -SS | 16315SS | 15" | Bell Mouths | R |  | SS |  |  | 251.4 | 0 | 0% | 0 | 0 | [9 empty] | 0 | 246.5 | 0
| 0 | IRD16 -SS | 16316SS | 16" | Bell Mouths | R |  | SS |  |  | 260.1 | 0 | 0% | 0 | 0 | [9 empty] | 0 | 255 | 0
| 0 | IRD17 -SS | 16317SS | 17" | Bell Mouths | R |  | SS |  |  | 286.1 | 0 | 0% | 0 | 0 | [9 empty] | 0 | 280.5 | 0
| 0 | IRD18 -SS | 16318SS | 18" | Bell Mouths | R |  | SS |  |  | 294.8 | 0 | 0% | 0 | 0 | [9 empty] | 0 | 289 | 0
| 0 | IRD19 -SS | 16319SS | 19" | Bell Mouths | R |  | SS |  |  | 312.1 | 0 | 0% | 0 | 0 | [9 empty] | 0 | 306 | 0
| 0 | IRD20 -SS | 16320SS | 20" | Bell Mouths | R |  | SS |  |  | 338.1 | 0 | 0% | 0 | 0 | [9 empty] | 0 | 331.5 | 0
| 0 | IRD22 -SS | 16322SS | 22" | Bell Mouths | R |  | SS |  |  | 372.8 | 0 | 0% | 0 | 0 | [9 empty] | 0 | 365.5 | 0
| 0 | IRD24 -SS | 16324SS | 24" | Bell Mouths | R |  | SS |  |  | 448.8 | 0 | 0% | 0 | 0 | [9 empty] | 0 | 440 | 0
| 0 | IAE04 | 15404 | 4" | Vibration Dampener | R |  | Glv |  |  | 55.9 | 0 | 0% | 0 | 0 | [9 empty] | 0 | 54.8 | 0
| 0 | IAE05 | 15405 | 5" | Vibration Dampener | R |  | Glv |  |  | 57.9 | 0 | 0% | 0 | 0 | [9 empty] | 0 | 56.8 | 0
| 0 | IAE06 | 15406 | 6" | Vibration Dampener | R |  | Glv |  |  | 63.5 | 0 | 0% | 0 | 0 | [9 empty] | 0 | 62.3 | 0
| 0 | IAE07 | 15407 | 7" | Vibration Dampener | R |  | Glv |  |  | 70.4 | 0 | 0% | 0 | 0 | [9 empty] | 0 | 69 | 0
| 0 | IAE08 | 15408 | 8" | Vibration Dampener | R |  | Glv |  |  | 80.1 | 0 | 0% | 0 | 0 | [9 empty] | 0 | 78.5 | 0
| 0 | IAE09 | 15409 | 9" | Vibration Dampener | R |  | Glv |  |  | 84.3 | 0 | 0% | 0 | 0 | [9 empty] | 0 | 82.6 | 0
| 0 | IAE10 | 15410 | 10" | Vibration Dampener | R |  | Glv |  |  | 92.6 | 0 | 0% | 0 | 0 | [9 empty] | 0 | 90.8 | 0
| 0 | IAE12 | 15412 | 12" | Vibration Dampener | R |  | Glv |  |  | 107.8 | 0 | 0% | 0 | 0 | [9 empty] | 0 | 105.7 | 0
| 0 | IAE14 | 15414 | 14" | Vibration Dampener | R |  | Glv |  |  | 123 | 0 | 0% | 0 | 0 | [9 empty] | 0 | 120.6 | 0
| 0 | IAE16 | 15416 | 16" | Vibration Dampener | R |  | Glv |  |  | 159 | 0 | 0% | 0 | 0 | [9 empty] | 0 | 155.9 | 0
| 0 | IAE18 | 15418 | 18" | Vibration Dampener | R |  | Glv |  |  | 171.3 | 0 | 0% | 0 | 0 | [9 empty] | 0 | 167.9 | 0
| 0 | IAE20 | 15420 | 20" | Vibration Dampener | R |  | Glv |  |  | 200.3 | 0 | 0% | 0 | 0 | [9 empty] | 0 | 196.4 | 0
| 0 | IAE22 | 15422 | 22" | Vibration Dampener | R |  | Glv |  |  | 214.2 | 0 | 0% | 0 | 0 | [9 empty] | 0 | 210 | 0
| 0 | IAE24 | 15424 | 24" | Vibration Dampener | R |  | Glv |  |  | 241.8 | 0 | 0% | 0 | 0 | [9 empty] | 0 | 237.1 | 0
| 0 | IAE26 | 15426 | 26" | Vibration Dampener | R |  | Glv |  |  | 283.3 | 0 | 0% | 0 | 0 | [9 empty] | 0 | 277.7 | 0
| 0 | IAE28 | 15428 | 28" | Vibration Dampener | R |  | Glv |  |  | 297.1 | 0 | 0% | 0 | 0 | [9 empty] | 0 | 291.3 | 0
| 0 | IAE30 | 15430 | 30" | Vibration Dampener | R |  | Glv |  |  | 309.5 | 0 | 0% | 0 | 0 | [9 empty] | 0 | 303.4 | 0
| 0 | IAE04 -SS | 15404SS | 4" | Vibration Dampener | R |  | SS |  |  | 137.7 | 0 | 0% | 0 | 0 | [9 empty] | 0 | 135 | 0
| 0 | IAE05 -SS | 15405SS | 5" | Vibration Dampener | R |  | SS |  |  | 145.4 | 0 | 0% | 0 | 0 | [9 empty] | 0 | 142.5 | 0
| 0 | IAE06 -SS | 15406SS | 6" | Vibration Dampener | R |  | SS |  |  | 160.7 | 0 | 0% | 0 | 0 | [9 empty] | 0 | 157.5 | 0
| 0 | IAE07 -SS | 15407SS | 7" | Vibration Dampener | R |  | SS |  |  | 176 | 0 | 0% | 0 | 0 | [9 empty] | 0 | 172.5 | 0
| 0 | IAE08 -SS | 15408SS | 8" | Vibration Dampener | R |  | SS |  |  | 198.9 | 0 | 0% | 0 | 0 | [9 empty] | 0 | 195 | 0
| 0 | IAE09 -SS | 15409SS | 9" | Vibration Dampener | R |  | SS |  |  | 206.6 | 0 | 0% | 0 | 0 | [9 empty] | 0 | 202.5 | 0
| 0 | IAE10 -SS | 15410SS | 10" | Vibration Dampener | R |  | SS |  |  | 229.5 | 0 | 0% | 0 | 0 | [9 empty] | 0 | 225 | 0
| 0 | IAE12 -SS | 15412SS | 12" | Vibration Dampener | R |  | SS |  |  | 267.8 | 0 | 0% | 0 | 0 | [9 empty] | 0 | 262.5 | 0
| 0 | IAE14 -SS | 15414SS | 14" | Vibration Dampener | R |  | SS |  |  | 306 | 0 | 0% | 0 | 0 | [9 empty] | 0 | 300 | 0
| 0 | IAE16 -SS | 15416SS | 16" | Vibration Dampener | R |  | SS |  |  | 390.2 | 0 | 0% | 0 | 0 | [9 empty] | 0 | 382.5 | 0
| 0 | IAE18 -SS | 15418SS | 18" | Vibration Dampener | R |  | SS |  |  | 420.8 | 0 | 0% | 0 | 0 | [9 empty] | 0 | 412.5 | 0
| 0 | IAE20 -SS | 15420SS | 20" | Vibration Dampener | R |  | SS |  |  | 497.3 | 0 | 0% | 0 | 0 | [9 empty] | 0 | 487.5 | 0
| 0 | IAE22 -SS | 15422SS | 22" | Vibration Dampener | R |  | SS |  |  | 527.9 | 0 | 0% | 0 | 0 | [9 empty] | 0 | 517.5 | 0
| 0 | IAE24 -SS | 15424SS | 24" | Vibration Dampener | R |  | SS |  |  | 596.7 | 0 | 0% | 0 | 0 | [9 empty] | 0 | 585 | 0
| 0 | IAE26 -SS | 15426SS | 26" | Vibration Dampener | R |  | SS |  |  | 703.8 | 0 | 0% | 0 | 0 | [9 empty] | 0 | 690 | 0
| 0 | IAE28 -SS | 15428SS | 28" | Vibration Dampener | R |  | SS |  |  | 734.4 | 0 | 0% | 0 | 0 | [9 empty] | 0 | 720 | 0
| 0 | IAE30 -SS | 15430SS | 30" | Vibration Dampener | R |  | SS |  |  | 765 | 0 | 0% | 0 | 0 | [9 empty] | 0 | 750 | 0
| 0 | IFC04 | 19204 | 4" | No Loss Stack Head | R |  | Glv |  |  | 71.4 | 0 | 0% | 0 | 0 | [9 empty] | 0 | 70 | 0
| 0 | IFC05 | 19205 | 5" | No Loss Stack Head | R |  | Glv |  |  | 77.3 | 0 | 0% | 0 | 0 | [9 empty] | 0 | 75.8 | 0
| 0 | IFC06 | 19206 | 6" | No Loss Stack Head | R |  | Glv |  |  | 83.2 | 0 | 0% | 0 | 0 | [9 empty] | 0 | 81.6 | 0
| 0 | IFC07 | 19207 | 7" | No Loss Stack Head | R |  | Glv |  |  | 91.6 | 0 | 0% | 0 | 0 | [9 empty] | 0 | 89.8 | 0
| 0 | IFC08 | 19208 | 8" | No Loss Stack Head | R |  | Glv |  |  | 115.4 | 0 | 0% | 0 | 0 | [9 empty] | 0 | 113.1 | 0
| 0 | IFC09 | 19209 | 9" | No Loss Stack Head | R |  | Glv |  |  | 123.6 | 0 | 0% | 0 | 0 | [9 empty] | 0 | 121.2 | 0
| 0 | IFC10 | 19210 | 10" | No Loss Stack Head | R |  | Glv |  |  | 141.5 | 0 | 0% | 0 | 0 | [9 empty] | 0 | 138.7 | 0
| 0 | IFC11 | 19211 | 11" | No Loss Stack Head | R |  | Glv |  |  | 153.4 | 0 | 0% | 0 | 0 | [9 empty] | 0 | 150.4 | 0
| 0 | IFC12 | 19212 | 12" | No Loss Stack Head | R |  | Glv |  |  | 164.1 | 0 | 0% | 0 | 0 | [9 empty] | 0 | 160.9 | 0
| 0 | IFC13 | 19213 | 13" | No Loss Stack Head | R |  | Glv |  |  | 178.4 | 0 | 0% | 0 | 0 | [9 empty] | 0 | 174.9 | 0
| 0 | IFC14 | 19214 | 14" | No Loss Stack Head | R |  | Glv |  |  | 196.2 | 0 | 0% | 0 | 0 | [9 empty] | 0 | 192.4 | 0
| 0 | IFC15 | 19215 | 15" | No Loss Stack Head | R |  | Glv |  |  | 206.9 | 0 | 0% | 0 | 0 | [9 empty] | 0 | 202.8 | 0
| 0 | IFC16 | 19216 | 16" | No Loss Stack Head | R |  | Glv |  |  | 224.7 | 0 | 0% | 0 | 0 | [9 empty] | 0 | 220.3 | 0
| 0 | IFC17 | 19217 | 17" | No Loss Stack Head | R |  | Glv |  |  | 278.3 | 0 | 0% | 0 | 0 | [9 empty] | 0 | 272.8 | 0
| 0 | IFC18 | 19218 | 18" | No Loss Stack Head | R |  | Glv |  |  | 308 | 0 | 0% | 0 | 0 | [9 empty] | 0 | 302 | 0
| 0 | IFC19 | 19219 | 19" | No Loss Stack Head | R |  | Glv |  |  | 350.9 | 0 | 0% | 0 | 0 | [9 empty] | 0 | 344 | 0
| 0 | IFC20 | 19220 | 20" | No Loss Stack Head | R |  | Glv |  |  | 404.3 | 0 | 0% | 0 | 0 | [9 empty] | 0 | 396.4 | 0
| 0 | IFC22 | 19222 | 22" | No Loss Stack Head | R |  | Glv |  |  | 449.6 | 0 | 0% | 0 | 0 | [9 empty] | 0 | 440.8 | 0
| 0 | IFC24 | 19224 | 24" | No Loss Stack Head | R |  | Glv |  |  | 493.7 | 0 | 0% | 0 | 0 | [9 empty] | 0 | 484 | 0
| 0 | IFC26 | 19226 | 26" | No Loss Stack Head | R |  | Glv |  |  | 543.7 | 0 | 0% | 0 | 0 | [9 empty] | 0 | 533 | 0
| 0 | IFC28 | 19228 | 28" | No Loss Stack Head | R |  | Glv |  |  | 597.7 | 0 | 0% | 0 | 0 | [9 empty] | 0 | 586 | 0
| 0 | IFC30 | 19230 | 30" | No Loss Stack Head | R |  | Glv |  |  | 657.9 | 0 | 0% | 0 | 0 | [9 empty] | 0 | 645 | 0
| 0 | IFD32 | 19332 | 32" | No Loss Stack Head | R |  | Glv |  |  | 724.2 | 0 | 0% | 0 | 0 | [9 empty] | 0 | 710 | 0
| 0 | IFC04 -SS | 19204SS | 4" | No Loss Stack Head | R |  | SS |  |  | 225.4 | 0 | 0% | 0 | 0 | [9 empty] | 0 | 221 | 0
| 0 | IFC05 -SS | 19205SS | 5" | No Loss Stack Head | R |  | SS |  |  | 242.8 | 0 | 0% | 0 | 0 | [9 empty] | 0 | 238 | 0
| 0 | IFC06 -SS | 19206SS | 6" | No Loss Stack Head | R |  | SS |  |  | 260.1 | 0 | 0% | 0 | 0 | [9 empty] | 0 | 255 | 0
| 0 | IFC07 -SS | 19207SS | 7" | No Loss Stack Head | R |  | SS |  |  | 286.1 | 0 | 0% | 0 | 0 | [9 empty] | 0 | 280.5 | 0
| 0 | IFC08 -SS | 19208SS | 8" | No Loss Stack Head | R |  | SS |  |  | 364.1 | 0 | 0% | 0 | 0 | [9 empty] | 0 | 357 | 0
| 0 | IFC09 -SS | 19209SS | 9" | No Loss Stack Head | R |  | SS |  |  | 390.2 | 0 | 0% | 0 | 0 | [9 empty] | 0 | 382.5 | 0
| 0 | IFC10 -SS | 19210SS | 10" | No Loss Stack Head | R |  | SS |  |  | 450.8 | 0 | 0% | 0 | 0 | [9 empty] | 0 | 442 | 0
| 0 | IFC11 -SS | 19211SS | 11" | No Loss Stack Head | R |  | SS |  |  | 476.9 | 0 | 0% | 0 | 0 | [9 empty] | 0 | 467.5 | 0
| 0 | IFC12 -SS | 19212SS | 12" | No Loss Stack Head | R |  | SS |  |  | 511.5 | 0 | 0% | 0 | 0 | [9 empty] | 0 | 501.5 | 0
| 0 | IFC13 -SS | 19213SS | 13" | No Loss Stack Head | R |  | SS |  |  | 563.6 | 0 | 0% | 0 | 0 | [9 empty] | 0 | 552.5 | 0
| 0 | IFC14 -SS | 19214SS | 14" | No Loss Stack Head | R |  | SS |  |  | 615.6 | 0 | 0% | 0 | 0 | [9 empty] | 0 | 603.5 | 0
| 0 | IFC15 -SS | 19215SS | 15" | No Loss Stack Head | R |  | SS |  |  | 650.3 | 0 | 0% | 0 | 0 | [9 empty] | 0 | 637.5 | 0
| 0 | IFC16 -SS | 19216SS | 16" | No Loss Stack Head | R |  | SS |  |  | 710.9 | 0 | 0% | 0 | 0 | [9 empty] | 0 | 697 | 0
| 0 | IFC17 -SS | 19217SS | 17" | No Loss Stack Head | R |  | SS |  |  | 875.7 | 0 | 0% | 0 | 0 | [9 empty] | 0 | 858.5 | 0
| 0 | IFC18 -SS | 19218SS | 18" | No Loss Stack Head | R |  | SS |  |  | 971 | 0 | 0% | 0 | 0 | [9 empty] | 0 | 952 | 0
| 0 | IFC19 -SS | 19219SS | 19" | No Loss Stack Head | R |  | SS |  |  | 1101.1 | 0 | 0% | 0 | 0 | [9 empty] | 0 | 1079.5 | 0
| 0 | IFC20 -SS | 19220SS | 20" | No Loss Stack Head | R |  | SS |  |  | 1274.5 | 0 | 0% | 0 | 0 | [9 empty] | 0 | 1249.5 | 0
| 0 | IFC22 -SS | 19222SS | 22" | No Loss Stack Head | R |  | SS |  |  | 1413.2 | 0 | 0% | 0 | 0 | [9 empty] | 0 | 1385.5 | 0
| 0 | IFC24 -SS | 19224SS | 24" | No Loss Stack Head | R |  | SS |  |  | 1825.8 | 0 | 0% | 0 | 0 | [9 empty] | 0 | 1790 | 0
| 0 | IFC26 -SS | 19226SS | 26" | No Loss Stack Head | R |  | SS |  |  | 1989 | 0 | 0% | 0 | 0 | [9 empty] | 0 | 1950 | 0
| 0 | IFC28 -SS | 19228SS | 28" | No Loss Stack Head | R |  | SS |  |  | 2152.2 | 0 | 0% | 0 | 0 | [9 empty] | 0 | 2110 | 0
| 0 | IFC30 -SS | 19230SS | 30" | No Loss Stack Head | R |  | SS |  |  | 2315.4 | 0 | 0% | 0 | 0 | [9 empty] | 0 | 2270 | 0
| 0 | IFC30 -SS | 19232SS | 32" | No Loss Stack Head | R |  | SS |  |  | 2478.6 | 0 | 0% | 0 | 0 | [9 empty] | 0 | 2430 | 0
| 0 | IAF04 | 15504 | 4" | In Line Back Blast |  |  | Glv |  |  | 109.1 | 0 | 0% | 0 | 0 | [9 empty] | 0 | 107 | 0
| 0 | IAF05 | 15505 | 5" | In Line Back Blast |  |  | Glv |  |  | 131.6 | 0 | 0% | 0 | 0 | [9 empty] | 0 | 129 | 0
| 0 | IAF06 | 15506 | 6" | In Line Back Blast |  |  | Glv |  |  | 152 | 0 | 0% | 0 | 0 | [9 empty] | 0 | 149 | 0
| 0 | IAF07 | 15507 | 7" | In Line Back Blast |  |  | Glv |  |  | 181.6 | 0 | 0% | 0 | 0 | [9 empty] | 0 | 178 | 0
| 0 | IAF08 | 15508 | 8" | In Line Back Blast |  |  | Glv |  |  | 202 | 0 | 0% | 0 | 0 | [9 empty] | 0 | 198 | 0
| 0 | IAF09 | 15509 | 9" | In Line Back Blast |  |  | Glv |  |  | 232.6 | 0 | 0% | 0 | 0 | [9 empty] | 0 | 228 | 0
| 0 | IAF10 | 15510 | 10" | In Line Back Blast |  |  | Glv |  |  | 258.1 | 0 | 0% | 0 | 0 | [9 empty] | 0 | 253 | 0
| 0 | IAF11 | 15511 | 11" | In Line Back Blast |  |  | Glv |  |  | 275.4 | 0 | 0% | 0 | 0 | [9 empty] | 0 | 270 | 0
| 0 | IAF12 | 15512 | 12" | In Line Back Blast |  |  | Glv |  |  | 288.7 | 0 | 0% | 0 | 0 | [9 empty] | 0 | 283 | 0
| 0 | IAF13 | 15513 | 13" | In Line Back Blast |  |  | Glv |  |  | 306 | 0 | 0% | 0 | 0 | [9 empty] | 0 | 300 | 0
| 0 | IAF14 | 15514 | 14" | In Line Back Blast |  |  | Glv |  |  | 319.3 | 0 | 0% | 0 | 0 | [9 empty] | 0 | 313 | 0
| 0 | IAF15 | 15515 | 15" | In Line Back Blast |  |  | Glv |  |  | 325.4 | 0 | 0% | 0 | 0 | [9 empty] | 0 | 319 | 0
| 0 | IAF16 | 15516 | 16" | In Line Back Blast |  |  | Glv |  |  | 343.7 | 0 | 0% | 0 | 0 | [9 empty] | 0 | 337 | 0
| 0 | IAF17 | 15517 | 17" | In Line Back Blast |  |  | Glv |  |  | 363.1 | 0 | 0% | 0 | 0 | [9 empty] | 0 | 356 | 0
| 0 | IAF18 | 15518 | 18" | In Line Back Blast |  |  | Glv |  |  | 386.6 | 0 | 0% | 0 | 0 | [9 empty] | 0 | 379 | 0
| 0 | IAF19 | 15519 | 19" | In Line Back Blast |  |  | Glv |  |  | 421.3 | 0 | 0% | 0 | 0 | [9 empty] | 0 | 413 | 0
| 0 | IAF20 | 15520 | 20" | In Line Back Blast |  |  | Glv |  |  | 451.9 | 0 | 0% | 0 | 0 | [9 empty] | 0 | 443 | 0
| 0 | IAF22 | 15522 | 22" | In Line Back Blast |  |  | Glv |  |  | 518.2 | 0 | 0% | 0 | 0 | [9 empty] | 0 | 508 | 0
| 0 | IAF24 | 15524 | 24" | In Line Back Blast |  |  | Glv |  |  | 631.4 | 0 | 0% | 0 | 0 | [9 empty] | 0 | 619 | 0
| 0 | IAF26 | 15526 | 26" | In Line Back Blast |  |  | Glv |  |  | 663 | 0 | 0% | 0 | 0 | [9 empty] | 0 | 650 | 0
| 0 | IAF28 | 15528 | 28" | In Line Back Blast |  |  | Glv |  |  | 690.5 | 0 | 0% | 0 | 0 | [9 empty] | 0 | 677 | 0
| 0 | IAF30 | 15530 | 30" | In Line Back Blast |  |  | Glv |  |  | 780.3 | 0 | 0% | 0 | 0 | [9 empty] | 0 | 765 | 0
| 0 | IAF32 | 15532 | 32" | In Line Back Blast |  |  | Glv |  |  | 822.1 | 0 | 0% | 0 | 0 | [9 empty] | 0 | 806 | 0
| 0 | IAF34 | 15534 | 34" | In Line Back Blast |  |  | Glv |  |  | 863.9 | 0 | 0% | 0 | 0 | [9 empty] | 0 | 847 | 0
| 0 | IAF04 -SS | 15504SS | 4" | In Line Back Blast | R |  | SS |  |  | 357 | 0 | 0% | 0 | 0 | [9 empty] | 0 | 350 | 0
| 0 | IAF05 -SS | 15505SS | 5" | In Line Back Blast | R |  | SS |  |  | 438.6 | 0 | 0% | 0 | 0 | [9 empty] | 0 | 430 | 0
| 0 | IAF06 -SS | 15506SS | 6" | In Line Back Blast | R |  | SS |  |  | 499.8 | 0 | 0% | 0 | 0 | [9 empty] | 0 | 490 | 0
| 0 | IAF07 -SS | 15507SS | 7" | In Line Back Blast | R |  | SS |  |  | 601.8 | 0 | 0% | 0 | 0 | [9 empty] | 0 | 590 | 0
| 0 | IAF08 -SS | 15508SS | 8" | In Line Back Blast | R |  | SS |  |  | 663 | 0 | 0% | 0 | 0 | [9 empty] | 0 | 650 | 0
| 0 | IAF09 -SS | 15509SS | 9" | In Line Back Blast | R |  | SS |  |  | 765 | 0 | 0% | 0 | 0 | [9 empty] | 0 | 750 | 0
| 0 | IAF10 -SS | 15510SS | 10" | In Line Back Blast | R |  | SS |  |  | 856.8 | 0 | 0% | 0 | 0 | [9 empty] | 0 | 840 | 0
| 0 | IAF11 -SS | 15511SS | 11" | In Line Back Blast | R |  | SS |  |  | 907.8 | 0 | 0% | 0 | 0 | [9 empty] | 0 | 890 | 0
| 0 | IAF12 -SS | 15512SS | 12" | In Line Back Blast | R |  | SS |  |  | 958.8 | 0 | 0% | 0 | 0 | [9 empty] | 0 | 940 | 0
| 0 | IAF13 -SS | 15513SS | 13" | In Line Back Blast | R |  | SS |  |  | 1009.8 | 0 | 0% | 0 | 0 | [9 empty] | 0 | 990 | 0
| 0 | IAF14 -SS | 15514SS | 14" | In Line Back Blast | R |  | SS |  |  | 1050.6 | 0 | 0% | 0 | 0 | [9 empty] | 0 | 1030 | 0
| 0 | IAF15 -SS | 15515SS | 15" | In Line Back Blast | R |  | SS |  |  | 1071 | 0 | 0% | 0 | 0 | [9 empty] | 0 | 1050 | 0
| 0 | IAF16 -SS | 15516SS | 16" | In Line Back Blast | R |  | SS |  |  | 1173 | 0 | 0% | 0 | 0 | [9 empty] | 0 | 1150 | 0
| 0 | IAF17 -SS | 15517SS | 17" | In Line Back Blast | R |  | SS |  |  | 1203.6 | 0 | 0% | 0 | 0 | [9 empty] | 0 | 1180 | 0
| 0 | IAF18 -SS | 15518SS | 18" | In Line Back Blast | R |  | SS |  |  | 1275 | 0 | 0% | 0 | 0 | [9 empty] | 0 | 1250 | 0
| 0 | IAF19 -SS | 15519SS | 19" | In Line Back Blast | R |  | SS |  |  | 1387.2 | 0 | 0% | 0 | 0 | [9 empty] | 0 | 1360 | 0
| 0 | IAF20 -SS | 15520SS | 20" | In Line Back Blast | R |  | SS |  |  | 1489.2 | 0 | 0% | 0 | 0 | [9 empty] | 0 | 1460 | 0
| 0 | IAF22 -SS | 15522SS | 22" | In Line Back Blast | R |  | SS |  |  | 1713.6 | 0 | 0% | 0 | 0 | [9 empty] | 0 | 1680 | 0
| 0 | IAF24 -SS | 15524SS | 24" | In Line Back Blast | R |  | SS |  |  | 2080.8 | 0 | 0% | 0 | 0 | [9 empty] | 0 | 2040 | 0
| 0 | IAF26 -SS | 15526SS | 26" | In Line Back Blast | R |  | SS |  |  | 2193 | 0 | 0% | 0 | 0 | [9 empty] | 0 | 2150 | 0
| 0 | IAF28 -SS | 15528SS | 28" | In Line Back Blast | R |  | SS |  |  | 2284.8 | 0 | 0% | 0 | 0 | [9 empty] | 0 | 2240 | 0
| 0 | IAF30 -SS | 15530SS | 30" | In Line Back Blast | R |  | SS |  |  | 2580.6 | 0 | 0% | 0 | 0 | [9 empty] | 0 | 2530 | 0
| 0 | IAF32 -SS | 15532SS | 32" | In Line Back Blast | R |  | SS |  |  | 2713.2 | 0 | 0% | 0 | 0 | [9 empty] | 0 | 2660 | 0
| 0 | IAF34 -SS | 15534SS | 34" | In Line Back Blast | R |  | SS |  |  | 2856 | 0 | 0% | 0 | 0 | [9 empty] | 0 | 2800 | 0
| 0 | IFH04 | 19704 | 4" | Diverter Valve | R |  | Glv |  |  | 1034.3 | 0 | 0% | 0 | 0 | [9 empty] | 0 | 1014 | 0
| 0 | IFH05 | 19705 | 5" | Diverter Valve | R |  | Glv |  |  | 1124 | 0 | 0% | 0 | 0 | [9 empty] | 0 | 1102 | 0
| 0 | IFH06 | 19706 | 6" | Diverter Valve | R |  | Glv |  |  | 1213.8 | 0 | 0% | 0 | 0 | [9 empty] | 0 | 1190 | 0
| 0 | IFH07 | 19707 | 7" | Diverter Valve | R |  | Glv |  |  | 1304.6 | 0 | 0% | 0 | 0 | [9 empty] | 0 | 1279 | 0
| 0 | IFH08 | 19708 | 8" | Diverter Valve | R |  | Glv |  |  | 1348.4 | 0 | 0% | 0 | 0 | [9 empty] | 0 | 1322 | 0
| 0 | IFH09 | 19709 | 9" | Diverter Valve | R |  | Glv |  |  | 1393.3 | 0 | 0% | 0 | 0 | [9 empty] | 0 | 1366 | 0
| 0 | IFH10 | 19710 | 10" | Diverter Valve | R |  | Glv |  |  | 1484.1 | 0 | 0% | 0 | 0 | [9 empty] | 0 | 1455 | 0
| 0 | IFH11 | 19711 | 11" | Diverter Valve | R |  | Glv |  |  | 1529 | 0 | 0% | 0 | 0 | [9 empty] | 0 | 1499 | 0
| 0 | IFH12 | 19712 | 12" | Diverter Valve | R |  | Glv |  |  | 1572.8 | 0 | 0% | 0 | 0 | [9 empty] | 0 | 1542 | 0
| 0 | IFH13 | 19713 | 13" | Diverter Valve | R |  | Glv |  |  | 1618.7 | 0 | 0% | 0 | 0 | [9 empty] | 0 | 1587 | 0
| 0 | IFH14 | 19714 | 14" | Diverter Valve | R |  | Glv |  |  | 1708.5 | 0 | 0% | 0 | 0 | [9 empty] | 0 | 1675 | 0
| 0 | IFH15 | 19715 | 15" | Diverter Valve | R |  | Glv |  |  | 1799.3 | 0 | 0% | 0 | 0 | [9 empty] | 0 | 1764 | 0
| 0 | IFH16 | 19716 | 16" | Diverter Valve | R |  | Glv |  |  | 1843.1 | 0 | 0% | 0 | 0 | [9 empty] | 0 | 1807 | 0
| 0 | IFH17 | 19717 | 17" | Diverter Valve | R |  | Glv |  |  | 1888 | 0 | 0% | 0 | 0 | [9 empty] | 0 | 1851 | 0
| 0 | IFH18 | 19718 | 18" | Diverter Valve | R |  | Glv |  |  | 2023.7 | 0 | 0% | 0 | 0 | [9 empty] | 0 | 1984 | 0
| 0 | IFH19 | 19719 | 19" | Diverter Valve | R |  | Glv |  |  | 2067.5 | 0 | 0% | 0 | 0 | [9 empty] | 0 | 2027 | 0
| 0 | IFH20 | 19720 | 20" | Diverter Valve | R |  | Glv |  |  | 2113.4 | 0 | 0% | 0 | 0 | [9 empty] | 0 | 2072 | 0
| 0 | IFH22 | 19722 | 22" | Diverter Valve | R |  | Glv |  |  | 2203.2 | 0 | 0% | 0 | 0 | [9 empty] | 0 | 2160 | 0
| 0 | IFH24 | 19724 | 24" | Diverter Valve | R |  | Glv |  |  | 2422.5 | 0 | 0% | 0 | 0 | [9 empty] | 0 | 2375 | 0
| 0 | IFI04 | 19804 | 4" | Automatic Diverter Valve | R |  | Glv |  |  | 1726.9 | 0 | 0% | 0 | 0 | [9 empty] | 0 | 1693 | 0
| 0 | IFI05 | 19805 | 5" | Automatic Diverter Valve | R |  | Glv |  |  | 1820.7 | 0 | 0% | 0 | 0 | [9 empty] | 0 | 1785 | 0
| 0 | IFI06 | 19806 | 6" | Automatic Diverter Valve | R |  | Glv |  |  | 2007.4 | 0 | 0% | 0 | 0 | [9 empty] | 0 | 1968 | 0
| 0 | IFI07 | 19807 | 7" | Automatic Diverter Valve | R |  | Glv |  |  | 2053.3 | 0 | 0% | 0 | 0 | [9 empty] | 0 | 2013 | 0
| 0 | IFI08 | 19808 | 8" | Automatic Diverter Valve | R |  | Glv |  |  | 2146.1 | 0 | 0% | 0 | 0 | [9 empty] | 0 | 2104 | 0
| 0 | IFI09 | 19809 | 9" | Automatic Diverter Valve | R |  | Glv |  |  | 2240.9 | 0 | 0% | 0 | 0 | [9 empty] | 0 | 2197 | 0
| 0 | IFI10 | 19810 | 10" | Automatic Diverter Valve | R |  | Glv |  |  | 2379.7 | 0 | 0% | 0 | 0 | [9 empty] | 0 | 2333 | 0
| 0 | IFI11 | 19811 | 11" | Automatic Diverter Valve | R |  | Glv |  |  | 2426.6 | 0 | 0% | 0 | 0 | [9 empty] | 0 | 2379 | 0
| 0 | IFI12 | 19812 | 12" | Automatic Diverter Valve | R |  | Glv |  |  | 2520.4 | 0 | 0% | 0 | 0 | [9 empty] | 0 | 2471 | 0
| 0 | IFI13 | 19813 | 13" | Automatic Diverter Valve | R |  | Glv |  |  | 2614.3 | 0 | 0% | 0 | 0 | [9 empty] | 0 | 2563 | 0
| 0 | IFI14 | 19814 | 14" | Automatic Diverter Valve | R |  | Glv |  |  | 2706.1 | 0 | 0% | 0 | 0 | [9 empty] | 0 | 2653 | 0
| 0 | IFI15 | 19815 | 15" | Automatic Diverter Valve | R |  | Glv |  |  | 2986.6 | 0 | 0% | 0 | 0 | [9 empty] | 0 | 2928 | 0
| 0 | IFI16 | 19816 | 16" | Automatic Diverter Valve | R |  | Glv |  |  | 3267.1 | 0 | 0% | 0 | 0 | [9 empty] | 0 | 3203 | 0
| 0 | IFI17 | 19817 | 17" | Automatic Diverter Valve | R |  | Glv |  |  | 3360.9 | 0 | 0% | 0 | 0 | [9 empty] | 0 | 3295 | 0
| 0 | IFI18 | 19818 | 18" | Automatic Diverter Valve | R |  | Glv |  |  | 3500.6 | 0 | 0% | 0 | 0 | [9 empty] | 0 | 3432 | 0
| 0 | IFI19 | 19819 | 19" | Automatic Diverter Valve | R |  | Glv |  |  | 3639.4 | 0 | 0% | 0 | 0 | [9 empty] | 0 | 3568 | 0
| 0 | IFI20 | 19820 | 20" | Automatic Diverter Valve | R |  | Glv |  |  | 3780.1 | 0 | 0% | 0 | 0 | [9 empty] | 0 | 3706 | 0
| 0 | IFI22 | 19822 | 22" | Automatic Diverter Valve | R |  | Glv |  |  | 4294.2 | 0 | 0% | 0 | 0 | [9 empty] | 0 | 4210 | 0
| 0 | IFI24 | 19824 | 24" | Automatic Diverter Valve | R |  | Glv |  |  | 4683.8 | 0 | 0% | 0 | 0 | [9 empty] | 0 | 4592 | 0
| 0 | IFJ04 | 19904 | 4" | Oil Mist Accumulator | R |  | Glv |  |  | 304 | 0 | 0% | 0 | 0 | [9 empty] | 0 | 298 | 0
| 0 | IFJ05 | 19905 | 5" | Oil Mist Accumulator | R |  | Glv |  |  | 336.6 | 0 | 0% | 0 | 0 | [9 empty] | 0 | 330 | 0
| 0 | IFJ06 | 19906 | 6" | Oil Mist Accumulator | R |  | Glv |  |  | 369.2 | 0 | 0% | 0 | 0 | [9 empty] | 0 | 362 | 0
| 0 | IFJ07 | 19907 | 7" | Oil Mist Accumulator | R |  | Glv |  |  | 402.9 | 0 | 0% | 0 | 0 | [9 empty] | 0 | 395 | 0
| 0 | IFJ08 | 19908 | 8" | Oil Mist Accumulator | R |  | Glv |  |  | 435.5 | 0 | 0% | 0 | 0 | [9 empty] | 0 | 427 | 0
| 0 | IFJ09 | 19909 | 9" | Oil Mist Accumulator | R |  | Glv |  |  | 469.2 | 0 | 0% | 0 | 0 | [9 empty] | 0 | 460 | 0
| 0 | IFJ10 | 19910 | 10" | Oil Mist Accumulator | R |  | Glv |  |  | 501.8 | 0 | 0% | 0 | 0 | [9 empty] | 0 | 492 | 0
| 0 | IFJ11 | 19911 | 11" | Oil Mist Accumulator | R |  | Glv |  |  | 534.5 | 0 | 0% | 0 | 0 | [9 empty] | 0 | 524 | 0
| 0 | IFJ12 | 19912 | 12" | Oil Mist Accumulator | R |  | Glv |  |  | 587.5 | 0 | 0% | 0 | 0 | [9 empty] | 0 | 576 | 0
| 0 | IGJ04 | 18904 | 4" | Oil Mist Curb | R |  | Glv |  |  | 65.3 | 0 | 0% | 0 | 0 | [9 empty] | 0 | 64 | 0
| 0 | IGJ05 | 18905 | 5" | Oil Mist Curb | R |  | Glv |  |  | 70.4 | 0 | 0% | 0 | 0 | [9 empty] | 0 | 69 | 0
| 0 | IGJ06 | 18906 | 6" | Oil Mist Curb | R |  | Glv |  |  | 75.5 | 0 | 0% | 0 | 0 | [9 empty] | 0 | 74 | 0
| 0 | IGJ07 | 18907 | 7" | Oil Mist Curb | R |  | Glv |  |  | 83.6 | 0 | 0% | 0 | 0 | [9 empty] | 0 | 82 | 0
| 0 | IGJ08 | 18908 | 8" | Oil Mist Curb | R |  | Glv |  |  | 105.1 | 0 | 0% | 0 | 0 | [9 empty] | 0 | 103 | 0
| 0 | IGJ09 | 18909 | 9" | Oil Mist Curb | R |  | Glv |  |  | 112.2 | 0 | 0% | 0 | 0 | [9 empty] | 0 | 110 | 0
| 0 | IGJ10 | 18910 | 10" | Oil Mist Curb | R |  | Glv |  |  | 128.5 | 0 | 0% | 0 | 0 | [9 empty] | 0 | 126 | 0
| 0 | IGJ11 | 18911 | 11" | Oil Mist Curb | R |  | Glv |  |  | 139.7 | 0 | 0% | 0 | 0 | [9 empty] | 0 | 137 | 0
| 0 | IGJ12 | 18912 | 12" | Oil Mist Curb | R |  | Glv |  |  | 148.9 | 0 | 0% | 0 | 0 | [9 empty] | 0 | 146 | 0
| 0 | IGJ04 | 18904SS | 4" | Oil Mist Curb | R |  | Glv |  |  | 0 | 0 | 0% | 0 | 0 | [9 empty] | 0 |  | 0
| 0 | IGJ05 | 18905SS | 5" | Oil Mist Curb | R |  | Glv |  |  | 0 | 0 | 0% | 0 | 0 | [9 empty] | 0 |  | 0
| 0 | IGJ06 | 18906SS | 6" | Oil Mist Curb | R |  | Glv |  |  | 0 | 0 | 0% | 0 | 0 | [9 empty] | 0 |  | 0
| 0 | IGJ07 | 18907SS | 7" | Oil Mist Curb | R |  | Glv |  |  | 0 | 0 | 0% | 0 | 0 | [9 empty] | 0 |  | 0
| 0 | IGJ08 | 18908SS | 8" | Oil Mist Curb | R |  | Glv |  |  | 0 | 0 | 0% | 0 | 0 | [9 empty] | 0 |  | 0
| 0 | IGJ09 | 18909SS | 9" | Oil Mist Curb | R |  | Glv |  |  | 0 | 0 | 0% | 0 | 0 | [9 empty] | 0 |  | 0
| 0 | IGJ10 | 18910SS | 10" | Oil Mist Curb | R |  | Glv |  |  | 0 | 0 | 0% | 0 | 0 | [9 empty] | 0 |  | 0
| 0 | IGJ11 | 18911SS | 11" | Oil Mist Curb | R |  | Glv |  |  | 0 | 0 | 0% | 0 | 0 | [9 empty] | 0 |  | 0
| 0 | IGJ12 | 18912SS | 12" | Oil Mist Curb | R |  | Glv |  |  | 0 | 0 | 0% | 0 | 0 | [9 empty] | 0 |  | 0
| 0 | IWE04 | 17404 | 4" | Viewing Spool | R |  | Glv |  |  | 268.3 | 0 | 0% | 0 | 0 | [9 empty] | 0 | 263 | 0
| 0 | IWE05 | 17405 | 5' | Viewing Spool | R |  | Glv |  |  | 282.5 | 0 | 0% | 0 | 0 | [9 empty] | 0 | 277 | 0
| 0 | IWE06 | 17406 | 6" | Viewing Spool | R |  | Glv |  |  | 297.8 | 0 | 0% | 0 | 0 | [9 empty] | 0 | 292 | 0
| 0 | IWE07 | 17407 | 7" | Viewing Spool | R |  | Glv |  |  | 312.1 | 0 | 0% | 0 | 0 | [9 empty] | 0 | 306 | 0
| 0 | IWE08 | 17408 | 8" | Viewing Spool | R |  | Glv |  |  | 338.6 | 0 | 0% | 0 | 0 | [9 empty] | 0 | 332 | 0
| 0 | IWE09 | 17409 | 9" | Viewing Spool | R |  | Glv |  |  | 356 | 0 | 0% | 0 | 0 | [9 empty] | 0 | 349 | 0
| 0 | IWE10 | 17410 | 10" | Viewing Spool | R |  | Glv |  |  | 369.2 | 0 | 0% | 0 | 0 | [9 empty] | 0 | 362 | 0
| 0 | IWE12 | 17412 | 12" | Viewing Spool | R |  | Glv |  |  | 451.9 | 0 | 0% | 0 | 0 | [9 empty] | 0 | 443 | 0
| 0 | IWE14 | 17414 | 14" | Viewing Spool | R |  | Glv |  |  | 463.1 | 0 | 0% | 0 | 0 | [9 empty] | 0 | 454 | 0
| 0 | IWE04 | 17404SS | 4" | Viewing Spool | R |  | SS |  |  | 353.9 | 0 | 0% | 0 | 0 | [9 empty] | 0 | 347 | 0
| 0 | IWE05 | 17405SS | 5' | Viewing Spool | R |  | SS |  |  | 365.2 | 0 | 0% | 0 | 0 | [9 empty] | 0 | 358 | 0
| 0 | IWE06 | 17406SS | 6" | Viewing Spool | R |  | SS |  |  | 392.7 | 0 | 0% | 0 | 0 | [9 empty] | 0 | 385 | 0
| 0 | IWE07 | 17407SS | 7" | Viewing Spool | R |  | SS |  |  | 410 | 0 | 0% | 0 | 0 | [9 empty] | 0 | 402 | 0
| 0 | IWE08 | 17408SS | 8" | Viewing Spool | R |  | SS |  |  | 460 | 0 | 0% | 0 | 0 | [9 empty] | 0 | 451 | 0
| 0 | IWE09 | 17409SS | 9" | Viewing Spool | R |  | SS |  |  | 482.5 | 0 | 0% | 0 | 0 | [9 empty] | 0 | 473 | 0
| 0 | IWE10 | 17410SS | 10" | Viewing Spool | R |  | SS |  |  | 549.8 | 0 | 0% | 0 | 0 | [9 empty] | 0 | 539 | 0
| 0 | IWE12 | 17412SS | 12" | Viewing Spool | R |  | SS |  |  | 605.9 | 0 | 0% | 0 | 0 | [9 empty] | 0 | 594 | 0
| 0 | IWE14 | 17414SS | 14" | Viewing Spool | R |  | SS |  |  | 662 | 0 | 0% | 0 | 0 | [9 empty] | 0 | 649 | 0
| 0 | IWI04 | 17804 | 4" | Silencer | [5 empty] | 367.2 | 0 | 0% | 0 | 0 | [9 empty] | 0 | 360 | 0
| 0 | IWI05 | 17805 | 5" | Silencer | [5 empty] | 377.4 | 0 | 0% | 0 | 0 | [9 empty] | 0 | 370 | 0
| 0 | IWI06 | 17806 | 6" | Silencer | [5 empty] | 397.8 | 0 | 0% | 0 | 0 | [9 empty] | 0 | 390 | 0
| 0 | IWI07 | 17807 | 7" | Silencer | [5 empty] | 459 | 0 | 0% | 0 | 0 | [9 empty] | 0 | 450 | 0
| 0 | IWI08 | 17808 | 8" | Silencer | [5 empty] | 540.6 | 0 | 0% | 0 | 0 | [9 empty] | 0 | 530 | 0
| 0 | IWI09 | 17809 | 9" | Silencer | [5 empty] | 581.4 | 0 | 0% | 0 | 0 | [9 empty] | 0 | 570 | 0
| 0 | IWI10 | 17810 | 10" | Silencer | [5 empty] | 647.7 | 0 | 0% | 0 | 0 | [9 empty] | 0 | 635 | 0
| 0 | IWI11 | 17811 | 11" | Silencer | [5 empty] | 671.2 | 0 | 0% | 0 | 0 | [9 empty] | 0 | 658 | 0
| 0 | IWI12 | 17812 | 12" | Silencer | [5 empty] | 673.2 | 0 | 0% | 0 | 0 | [9 empty] | 0 | 660 | 0
| 0 | IWI13 | 17813 | 13" | Silencer | [5 empty] | 693.6 | 0 | 0% | 0 | 0 | [9 empty] | 0 | 680 | 0
| 0 | IWI14 | 17814 | 14" | Silencer | [5 empty] | 714 | 0 | 0% | 0 | 0 | [9 empty] | 0 | 700 | 0
| 0 | IWI15 | 17815 | 15" | Silencer | [5 empty] | 754.8 | 0 | 0% | 0 | 0 | [9 empty] | 0 | 740 | 0
| 0 | IWI16 | 17816 | 16" | Silencer | [5 empty] | 795.6 | 0 | 0% | 0 | 0 | [9 empty] | 0 | 780 | 0
| 0 | IWI17 | 17817 | 17" | Silencer | [5 empty] | 826.2 | 0 | 0% | 0 | 0 | [9 empty] | 0 | 810 | 0
| 0 | IWI18 | 17818 | 18" | Silencer | [5 empty] | 856.8 | 0 | 0% | 0 | 0 | [9 empty] | 0 | 840 | 0
| 0 | IWI19 | 17819 | 19" | Silencer | [5 empty] | 897.6 | 0 | 0% | 0 | 0 | [9 empty] | 0 | 880 | 0
| 0 | IWI20 | 17820 | 20" | Silencer | [5 empty] | 1040.4 | 0 | 0% | 0 | 0 | [9 empty] | 0 | 1020 | 0
| 0 | IWI22 | 17822 | 22" | Silencer | [5 empty] | 1132.2 | 0 | 0% | 0 | 0 | [9 empty] | 0 | 1110 | 0
| 0 | IWI24 | 17824 | 24" | Silencer | [5 empty] | 1224 | 0 | 0% | 0 | 0 | [9 empty] | 0 | 1200 | 0
[12 empty] | 0 | 0% | 0 | 0 | [9 empty] | 0 |  | 0
[12 empty] | 0 | 0% | 0 | 0 | [9 empty] | 0 |  | 0
[12 empty] | 0 | 0% | 0 | 0 | [9 empty] | 0 |  | 0
[12 empty] | 0 | 0% | 0 | 0 | [9 empty] | 0 |  | 0
| 1 |  |  | 8" | IAQ Inlet Box | [5 empty] | 240 | 240 | 0% | 240 | 240 | [9 empty] | 1 |  | 0
[12 empty] | 0 | 0% | 0 | 0 | [9 empty] | 0 |  | 0
[7 empty] | Sub Total |  |  |  |  | 934.3 |  |  | 934.3 | discount |  | #REF! |  | 0 | 394.806
[12 empty] | 0 |  |  |  | surcharge | 0 | #REF! |  | #REF! | #REF! | [5 empty] | 680.7
[7 empty] | Tax (if applicable) | Rate |  |  |  | 0
|  | 0904003 Rev. 2 | [5 empty] | Total |  |  |  | 934.3 |  | 0 | 0 | $ no surcharge | 934.3
[8 empty] | Your Price |  |  |  | 934.3 |  |  |  | $ with surcharge | 934.3
0 | A surcharge has been applied to the standard price as a result of the fluctuating world metal prices.
'I' Duct